## Linking Sheet
Data to be linked with True Up Model
Additional Capitalization
| Additional Capitalization | 25 | 26
| Unit 2 | 4.625 | 12.3994
| Unit-3 | 0.28945 | 14.3994
Decapitalisation
| Unit-2: | FY25 | FY26
| Org | 1.2018 | 1.3653
| Add cap | 0.27682 | 0
| Total | 1.4786 | 1.3653
Unit-3:
| Org | 0 | 1.9139
| Add cap | 0.27682 | 0
| Total | 0.27682 | 1.9139
| Decap Factor |  | 3.6457
| Opeing Value FY27 | Unit 2 | Unit 3
| Opening Loan | 21.3125 | 22.8836
| Opening Equity | 153.2266 | 148.0394
| Opening GFA: Org | 407.4881 | 397.8438 | 407.4881 | 397.8438
| Opening GFA: Add Cap | 103.2701 | 95.6334 | 103.2706 | 95.6381
Trend Analysis:
|  |  | Actaul | Actual | Base Yr | MYT Period
| Particulars |  | 24 | 25 | 26 | 27 | 28 | 29 | 30 | 31
Operational Parameters: Unit-2
| PLF | % |  |  |  | 71.12% | 89.83% | 71.12% | 65.33% | 71.12%
| Availability | %
Gross Generation (@projected PLF)
| LDO Consumption | KL
| Landed cost of LDO | Rs./kL
| Coal consumption | MT
| Landed Cost of Coal | Rs./MT
| Water Consumption | m3
| Employee Cost | Rs. Cr
| Terminal Benefits | Rs. Cr
| A&G Expenses | Rs. Cr
| R&M Expenses | Rs. Cr
| IoL | Rs. Cr
| IoWC | Rs. Cr
| RoE | Rs. Cr
| AFC | Rs. Cr
| Energy Charge Rate | Rs./Unit |  | 3.1535 | 2.912 | 3.122 | 3.3015 | 3.122 | 3.0464 | 3.122
Operational Parameters: Unit-3
| PLF | % |  |  |  | 85.75% | 80.85% | 77.58% | 59.89% | 77.58%
| Availability | %
Gross Generation (@projected PLF)
| LDO Consumption | KL
| Landed cost of LDO | Rs./kL
| Coal consumption | MT
| Landed Cost of Coal | Rs./MT
| Water Consumption | m3
| Employee Cost | Rs. Cr
| Terminal Benefits | Rs. Cr
| A&G Expenses | Rs. Cr
| R&M Expenses | Rs. Cr
| IoL | Rs. Cr
| IoWC | Rs. Cr
| RoE | Rs. Cr
| AFC | Rs. Cr
| Energy Charge Rate | Rs./Unit |  | 3.0566 | 2.9187 | 3.3511 | 3.3142 | 3.2837 | 3.0969 | 3.2837

## Table for Petition (hidden)
Fuel Parameters
| Particulars | UoM | FY27 | FY28 | FY29 | FY30 | FY31
Unit 2
| Capacity | MW | 120 | 120 | 120 | 120 | 120
| No. of days in FY | Days | 365 | 366 | 365 | 365 | 365
| Gross Generation | MUs | 747.6134 | 946.8801 | 747.6134 | 686.749 | 747.6134
| PLF | % | 71.12% | 89.83% | 71.12% | 65.33% | 71.12%
| Heat Rate | Kcal/Kwh | 2567 | 2567 | 2567 | 2567 | 2567
| Auxiliary Power Consumption | % | 11% | 11% | 11% | 11% | 11%
| Plant Availability | % | 89.9 | 99.4 | 91.1 | 99.3 | 89.7 |  | Received on mail
| Sp. LDO Consumption | ml/kWh | 0.5 | 0.5 | 0.5 | 0.5 | 0.5
Unit-3
| Capacity | MW | 120 | 120 | 120 | 120 | 120
| No. of days in FY | Days | 365 | 366 | 365 | 365 | 365
| Gross Generation | MUs | 901.404 | 852.2237 | 815.521 | 629.5637 | 815.521
| PLF | % | 85.75% | 80.85% | 77.58% | 59.89% | 77.58%
| Heat Rate | Kcal/Kwh | 2577 | 2577 | 2577 | 2577 | 2577
| Auxiliary Power Consumption | % | 10% | 10% | 10% | 10% | 10%
| Plant Availability | % | 99.3 | 89.9 | 99.3 | 91.1 | 99.3
| Sp. LDO Consumption | ml/kWh | 0.5 | 0.5 | 0.5 | 0.5 | 0.5
| Wt. Avg GCV of Coal of Units 2 for August to October 2026 - Unit2 | [7 empty] | Wt. Avg GCV of Coal of Units 2 for August to October 2026 - Unit3
| Particulars | UoM | Aug | Sep | Oct | Aug-Oct |  |  | Particulars | UoM | Aug | Sep | Oct | Aug-Oct
| Middling Coal Consumption | Ton | 0 | 103.84 | 1900 | 2003.84 |  |  | Middling Coal Consumption | Ton | 0 | 0 | 1780.96 | 1780.96
| Middling GCV | Kcal/Kg | 0 | 4126.6071 | 4126.6071 | 4126.6071 |  |  | Middling GCV | Kcal/Kg | 0 | 0 | 4126.6071 | 4126.6071
| CCL Coal Consumption [SHAKTI 3] | Ton | 18417 | 32846.31 | 13559 | 64822.31 |  |  | CCL Coal Consumption [SHAKTI 3] | Ton | 18881 | 30140.37 | 14487 | 63508.37
| GCV of CCL Coal [SHAKTI 3] | Kcal/Kg | 3814.2347 | 3750.0571 | 3647.9034 | 3746.9233 |  |  | GCV of CCL Coal [SHAKTI 3] | Kcal/Kg | 3814.5036 | 3750.1003 | 3652.2921 | 3746.9362
| CCL Coal Consumption [SHAKTI 2] | Ton | 21612 | 9695.43 | 13119 | 44426.43 |  |  | CCL Coal Consumption [SHAKTI 2] | Ton | 21813 | 10656.1 | 15890 | 48359.1
| GCV of CCL Coal [SHAKTI 2] | Kcal/Kg | 3779.2796 | 3535.4251 | 3851.576 | 3747.4108 |  |  | GCV of CCL Coal [SHAKTI 2] | Kcal/Kg | 3787.3101 | 3534.1921 | 3800.3649 | 3735.8243
| MCL Coal Consumption [SHAKTI 2] | Ton | 4688.25 | 7500.64 | 8024.34 | 20213.23 |  |  | MCL Coal Consumption [SHAKTI 2] | Ton | 3437.7 | 5100.43 | 5996 | 14534.13
| GCV of MCL Coal [SHAKTI 2] | Kcal/Kg | 3387.7544 | 3141.9113 | 2702.1532 | 3024.3549 |  |  | GCV of MCL Coal [SHAKTI 2] | Kcal/Kg | 3373.31 | 3142.3815 | 2692.3406 | 3011.3395
| ECL Coal Consumption [SHAKTI 2] | Ton | 2030 | 4731.34 | 6114 | 12875.34 |  |  | ECL Coal Consumption [SHAKTI 2] | Ton | 2019 | 4346 | 7087 | 13452
| GCV of ECL Coal [SHAKTI 2] | Kcal/Kg | 4882.2427 | 4853.1874 | 4845.6263 | 4854.1779 |  |  | GCV of ECL Coal [SHAKTI 2] | Kcal/Kg | 4882.2427 | 4853.4212 | 4845.6263 | 4853.6403
| LDO Consumption | KL | 13.5 | 3.128 | 11 | 27.628 |  |  | LDO Consumption | KL | 4 | 2.5 | 6 | 12.5
| LDO GCV | Kcal/L | 8408.4 | 8468.8 | 8330.4 | 8384.1829 |  |  | LDO GCV | Kcal/L | 8408.4 | 8468.8 | 8330.4 | 8383.04
GFA Addition: Unit-2
| Particulars | FY27 | FY28 | FY29 | FY30 | FY31
| GFA Addition | 28.0811 | 13.3915 | 7.5 | 6.25 | 4
| Less: Decapitalisation | 6.6588 | 3.5968 | 1.9933 | 1.6437 | 1.041
GFA Addition: Unit-3
Particulars
| GFA Addition | 21.5111 | 14.6415 | 7.5 | 6.25 | 4
| Decapitalisation | 5.8387 | 3.9325 | 1.9933 | 1.6437 | 1.041
GFA: Unit-2
Particulars
| Opening Gross Block | 510.7587 | 423.3405 | 144.7432 | 553.0726 | 446.8852
| Add: Addition during the year | 28.0811 | 13.3915 | 7.5 | 6.25 | 4
| Less: Decapitalisation during the year | 6.6588 | 3.5968 | 1.9933 | 1.6437 | 1.041
| Closing Gross Block | 532.1811 | 433.1352 | 150.2499 | 557.6788 | 449.8442
[6 empty] | 555.0477 | -105.2035 |  | Reasons to be find for mismatch
GFA: Unit-2
| Particulars | 0 | 0 | 0 | 0 | 0
Opening GFA
GFA Addition during year
Decapitalisation
Closing GFA
Coal Procurement Unit-2 | [8 empty] | Coal Procurement Unit-3
| Particulars | UoM | FY27 | FY28 | FY29 | FY30 | FY31 |  | Particulars | UoM | FY27 | FY28 | FY29 | FY30 | FY31
| Gross Generation | MUs | 747.6134 | 946.8801 | 747.6134 | 686.749 | 747.6134 |  | Gross Generation | MUs | 901.404 | 852.2237 | 815.521 | 629.5637 | 815.521
| Normative Generation at 85% NAPAF | MUs | 893.52 | 895.968 | 893.52 | 893.52 | 893.52 |  | Normative Generation at 85% NAPAF | MUs | 893.52 | 895.968 | 893.52 | 893.52 | 893.52
| Heat Rate | Kcal/Kwh | 2567 | 2567 | 2567 | 2567 | 2567 |  | Heat Rate | Kcal/Kwh | 2577 | 2577 | 2577 | 2577 | 2577
| Total Heat Input to Boiler | MKCal | 1919123.7005 | 2430641.1243 | 1919123.7005 | 1762884.5803 | 1919123.7005 |  | Total Heat Input to Boiler | MKCal | 2322918.108 | 2196180.4234 | 2101597.5139 | 1622385.6034 | 2101597.5139
| Sp. LDO Consumption | ml/KWh | 0.5 | 0.5 | 0.5 | 0.5 | 0.5 |  | Sp. LDO Consumption | ml/KWh | 0.5 | 0.5 | 0.5 | 0.5 | 0.5
| GCV of LDO | Kcal/L | 8384.1829 | 8384.1829 | 8384.1829 | 8384.1829 | 8384.1829 |  | GCV of LDO | Kcal/L | 8383.04 | 8383.04 | 8383.04 | 8383.04 | 8383.04
| LDO Consumption | KL | 373.8067 | 473.44 | 373.8067 | 343.3745 | 373.8067 |  | LDO Consumption | KL | 450.702 | 426.1118 | 407.7605 | 314.7818 | 407.7605
| Heat Input by LDO | MKCal | 3134.0639 | 3969.4078 | 3134.0639 | 2878.9145 | 3134.0639 |  | Heat Input by LDO | MKCal | 3778.2529 | 3572.1126 | 3418.2724 | 2638.8288 | 3418.2724
| Heat Input by Coal | MKCal | 1915989.6366 | 2426671.7164 | 1915989.6366 | 1760005.6659 | 1915989.6366 |  | Heat Input by Coal | MKCal | 2319139.8551 | 2192608.3108 | 2098179.2415 | 1619746.7746 | 2098179.2415
| GCV of Middling/Alternative Coal | Kcal/Kg | 4041.6071 | 4041.6071 | 4041.6071 | 4041.6071 | 4041.6071 |  | GCV of Middling/Alternative Coal | Kcal/Kg | 4041.6071 | 4041.6071 | 4041.6071 | 4041.6071 | 4041.6071
| GCV of CCL Coal [SHAKTI 3] | Kcal/Kg | 3661.9233 | 3661.9233 | 3661.9233 | 3661.9233 | 3661.9233 |  | GCV of CCL Coal [SHAKTI 3] | Kcal/Kg | 3661.9362 | 3661.9362 | 3661.9362 | 3661.9362 | 3661.9362
| GCV of CCL Shakti Coal [SHAKTI 2] | Kcal/Kg | 3662.4108 | 3662.4108 | 3662.4108 | 3662.4108 | 3662.4108 |  | GCV of CCL Shakti Coal [SHAKTI 2] | Kcal/Kg | 3650.8243 | 3650.8243 | 3650.8243 | 3650.8243 | 3650.8243
| GCV of MCL Shakti Coal [SHAKTI 2] | Kcal/Kg | 2939.3549 | 2939.3549 | 2939.3549 | 2939.3549 | 2939.3549 |  | GCV of MCL Shakti Coal [SHAKTI 2] | Kcal/Kg | 2926.3395 | 2926.3395 | 2926.3395 | 2926.3395 | 2926.3395
| GCV of ECL Shakti Coal [SHAKTI 2] | Kcal/Kg | 4769.1779 | 4769.1779 | 4769.1779 | 4769.1779 | 4769.1779 |  | GCV of ECL Shakti Coal [SHAKTI 2] | Kcal/Kg | 4768.6403 | 4768.6403 | 4768.6403 | 4768.6403 | 4768.6403
| Middling/Alternative Coal Mix | % | 10.96% | 28.31% | 10.96% | 3.852% | 10.96% |  | Middling/Alternative Coal Mix | % | 25.3% | 21.35% | 18.11% | 0% | 18.11%
| CCL Coal Mix [SHAKTI 3] | % | 49.34% | 39.73% | 49.34% | 53.28% | 49.34% |  | CCL Coal Mix [SHAKTI 3] | % | 41.39% | 43.59% | 45.38% | 57.03% | 45.38%
| CCL Shakti Coal Mix [SHAKTI 2] | % | 16.5% | 13.29% | 16.5% | 17.82% | 16.5% |  | CCL Shakti Coal Mix [SHAKTI 2] | % | 13.84% | 14.58% | 15.18% | 19.07% | 15.18%
| MCL Shakti Coal Mix [SHAKTI 2] | % | 15.89% | 12.79% | 15.89% | 17.15% | 15.89% |  | MCL Shakti Coal Mix [SHAKTI 2] | % | 13.33% | 14.03% | 14.61% | 18.36% | 14.61%
| ECL Shakti Coal Mix [SHAKTI 2] | % | 7.31% | 5.886% | 7.31% | 7.894% | 7.31% |  | ECL Shakti Coal Mix [SHAKTI 2] | % | 6.133% | 6.457% | 6.723% | 5.53% | 6.723%
| Equivalent GCV of Coal Consumed | Kcal/Kg | 3669.7714 | 3742.2261 | 3669.7714 | 3640.0907 | 3669.7714 |  | Equivalent GCV of Coal Consumed | Kcal/Kg | 3726.3109 | 3709.6103 | 3695.9466 | 3585.9465 | 3695.9466
| Middling/Alternative Coal Consumption | Ton | 57219.5783 | 183575.7703 | 57219.5783 | 18625.0371 | 57219.5783 |  | Middling/Alternative Coal Consumption | Ton | 157487.8999 | 126180.6645 | 102816.4266 | 0 | 102816.4266
| CCL Coal Consumption [SHAKTI 3] | Ton | 257617.44 | 257617.44 | 257617.44 | 257617.44 | 257617.44 |  | CCL Coal Consumption [SHAKTI 3] | Ton | 257617.44 | 257617.44 | 257617.44 | 257617.44 | 257617.44
| CCL Shakti Coal Consumption [SHAKTI 2] | Ton | 86155.2 | 86155.2 | 86155.2 | 86155.2 | 86155.2 |  | CCL Shakti Coal Consumption [SHAKTI 2] | Ton | 86155.2 | 86155.2 | 86155.2 | 86155.2 | 86155.2
| MCL Shakti Coal Consumption [SHAKTI 2] | Ton | 82941.12 | 82941.12 | 82941.12 | 82941.12 | 82941.12 |  | MCL Shakti Coal Consumption [SHAKTI 2] | Ton | 82941.12 | 82941.12 | 82941.12 | 82941.12 | 82941.12
| ECL Shakti Coal Consumption [SHAKTI 2] | Ton | 38167.2 | 38167.2 | 38167.2 | 38167.2 | 38167.2 |  | ECL Shakti Coal Consumption [SHAKTI 2] | Ton | 38167.2 | 38167.2 | 38167.2 | 24979.1914 | 38167.2
| Transit Loss in Middling/Alternate Coal | % | 0.8% | 0.8% | 0.8% | 0.8% | 0.8% |  | Transit Loss in Middling/Alternate Coal | % | 0.8% | 0.8% | 0.8% | 0.8% | 0.8%
| Transit Loss in CCL Coal [SHAKTI 3] | % | 0.8% | 0.8% | 0.8% | 0.8% | 0.8% |  | Transit Loss in CCL Coal [SHAKTI 3] | % | 0.8% | 0.8% | 0.8% | 0.8% | 0.8%
| Transit Loss in CCL Shakti Coal [SHAKTI 2] | % | 0.8% | 0.8% | 0.8% | 0.8% | 0.8% |  | Transit Loss in CCL Shakti Coal [SHAKTI 2] | % | 0.8% | 0.8% | 0.8% | 0.8% | 0.8%
| Transit Loss in MCL Coal [SHAKTI 2] | % | 0.8% | 0.8% | 0.8% | 0.8% | 0.8% |  | Transit Loss in MCL Coal [SHAKTI 2] | % | 0.8% | 0.8% | 0.8% | 0.8% | 0.8%
| Transit Loss in ECL Coal [SHAKTI 2] | % | 0.8% | 0.8% | 0.8% | 0.8% | 0.8% |  | Transit Loss in ECL Coal [SHAKTI 2] | % | 0.8% | 0.8% | 0.8% | 0.8% | 0.8%
| Middling/Alternative Coal Procurement | Ton | 57681.0265 | 185056.2201 | 57681.0265 | 18775.239 | 57681.0265 |  | Middling/Alternative Coal Consumption | Ton | 158757.9637 | 127198.2505 | 103645.5913 | 0 | 103645.5913
| CCL Coal Procurement [SHAKTI 3] | Ton | 259695 | 259695 | 259695 | 259695 | 259695 |  | CCL Coal Procurement [SHAKTI 3] | Ton | 259695 | 259695 | 259695 | 259695 | 259695
| CCL Coal Procurement [SHAKTI 2] | Ton | 86850 | 86850 | 86850 | 86850 | 86850 |  | CCL Coal Procurement [SHAKTI 2] | Ton | 86850 | 86850 | 86850 | 86850 | 86850
| MCL Coal Procurement [SHAKTI 2] | Ton | 83610 | 83610 | 83610 | 83610 | 83610 |  | MCL Coal Procurement [SHAKTI 2] | Ton | 83610 | 83610 | 83610 | 83610 | 83610
| ECL Coal Procurement [SHAKTI 2] | Ton | 38475 | 38475 | 38475 | 38475 | 38475 |  | ECL Coal Procurement [SHAKTI 2] | Ton | 38475 | 38475 | 38475 | 25180.6365 | 38475
| Total Consumption | Ton | 522100.5383 | 648456.7303 | 522100.5383 | 483505.9971 | 522100.5383 |  | Total Consumption | Ton | 622368.8599 | 591061.6245 | 567697.3866 | 451692.9514 | 567697.3866
| Total Procurement | Ton | 526311.0265 | 653686.2201 | 526311.0265 | 487405.239 | 526311.0265 |  | Total Procurement | Ton | 627387.9637 | 595828.2505 | 572275.5913 | 455335.6365 | 572275.5913
[7 empty] | 2720024.5385 | 27.2002 | [6 empty] | 2823103.0333 | 28.231
RoE, IoL, IoWC Unit-2 | [8 empty] | RoE, IoL, IoWC Unit-3
| Particulars | 27 | 28 | 29 | 30 | 31 |  |  | Particulars | 27 | 28 | 29 | 30 | 31
| Opening Equity | 153.2266 | 159.6533 | 162.5917 | 164.2437 | 165.6256 |  |  | Opening Equity | 148.0394 | 152.7412 | 155.9539 | 157.6059 | 158.9877
| Net Equity Addition | 6.4267 | 2.9384 | 1.652 | 1.3819 | 0.88771 |  |  | Net Equity Addition | 4.7017 | 3.2127 | 1.652 | 1.3819 | 0.88771
| Closing Balance of Equity | 159.6533 | 162.5917 | 164.2437 | 165.6256 | 166.5133 |  |  | Closing Balance of Equity | 152.7412 | 155.9539 | 157.6059 | 158.9877 | 159.8754
| Average Equity Balance | 156.44 | 161.1225 | 163.4177 | 164.9347 | 166.0695 |  |  | Average Equity Balance | 150.3903 | 154.3475 | 156.7799 | 158.2968 | 159.4316
| Rate of return on Equity | 15% | 15% | 15% | 15% | 15% |  |  | Rate of return on Equity | 15% | 15% | 15% | 15% | 15%
| MAT Rate | 25.17% | 25.17% | 25.17% | 25.17% | 25.17% |  |  | MAT Rate | 25.17% | 25.17% | 25.17% | 25.17% | 25.17%
| Rate of return on Equity (Pre-Tax) | 20.05% | 20.05% | 20.05% | 20.05% | 20.05% |  |  | Rate of return on Equity (Pre-Tax) | 20.05% | 20.05% | 20.05% | 20.05% | 20.05%
| Return on Equity | 31.3591 | 32.2977 | 32.7578 | 33.0619 | 33.2893 | TRUE |  | Return on Equity | 30.1464 | 30.9396 | 31.4272 | 31.7313 | 31.9588 | TRUE
| Particulars | 27 | 28 | 29 | 30 | 31 |  |  | Particulars | 27 | 28 | 29 | 30 | 31
| Opening Loan | 21.3125 | 31.1269 | 28.2369 | 20.0476 | 10.0994 |  |  | Opening Loan | 22.8836 | 29.9162 | 30.3324 | 24.5041 | 16.9169
| Additional Capitalization during the year | 28.0811 | 13.3915 | 7.5 | 6.25 | 4 |  |  | Additional Capitalization during the year | 21.5111 | 14.6415 | 7.5 | 6.25 | 4
| Additional Loan due to addition during the year (70% of Add Cap) | 19.6568 | 9.3741 | 5.25 | 4.375 | 2.8 |  |  | Additional Loan due to addition during the year (70% of Add Cap) | 15.0578 | 10.2491 | 5.25 | 4.375 | 2.8
| Deletion during the year excluding deletion pertaining to Original Project Cost | 6.6588 | 3.5968 | 1.9933 | 1.6437 | 1.041 |  |  | Deletion during the year excluding deletion pertaining to Original Project Cost
| Adjustment due to deletion (reduction of outstanding loan) | [7 empty] | Adjustment due to deletion (reduction of outstanding loan)
| Repayment (=Depreciation on Add Cap) | [7 empty] | Repayment (=Depreciation on Add Cap)
| Closing Debt | [7 empty] | Closing Debt
| Average Loan Balance | [7 empty] | Average Loan Balance
| Computation of IoL | [7 empty] | Computation of IoL
| Rate of Interest (SBI 1yr MCLR + 2%) | [7 empty] | Rate of Interest (SBI 1yr MCLR + 2%)
| Interest on Loan | [7 empty] | Interest on Loan
| Particulars | 27 | 28 | 29 | 30 | 31 |  |  | Particulars | 27 | 28 | 29 | 30 | 31
| Computation of Cost Elements at Normative Availability | [7 empty] | Computation of Cost Elements at Normative Availability
| No. of days in FY | 365 | 366 | 365 | 365 | 365 |  |  | No. of days in FY | 365 | 366 | 365 | 365 | 365
| Gross Generation at Normative Availability & Aux Power (i) (MUs) | 893.52 | 895.968 | 893.52 | 893.52 | 893.52 |  |  | Gross Generation at Normative Availability & Aux Power (i) (MUs) | 893.52 | 895.968 | 893.52 | 893.52 | 893.52
| Ex-Bus Generation at Normative Availability & Aux Power (i) (MUs) | 804.168 | 806.3712 | 804.168 | 804.168 | 804.168 |  |  | Ex-Bus Generation at Normative Availability & Aux Power (i) (MUs) | 804.168 | 806.3712 | 804.168 | 804.168 | 804.168
| Rate of Energy Charges Pertaining to Coal (ii) (Rs/Kwh) | 3.0832 | 3.2628 | 3.0832 | 3.0076 | 3.0832 |  |  | Rate of Energy Charges Pertaining to Coal (ii) (Rs/Kwh) | 3.3123 | 3.2754 | 3.245 | 3.0581 | 3.245
| Coal Cost at Normative Availability [=(i)x(ii)] | 247.9439 | 263.101 | 247.9439 | 241.8634 | 247.9439 |  |  | Coal Cost at Normative Availability [=(i)x(ii)] | 266.364 | 264.1181 | 260.9486 | 245.9262 | 260.9486
| LDO Cost at Normative Availability | 3.1177 | 3.1263 | 3.1177 | 3.1177 | 3.1177 |  |  | LDO Cost at Normative Availability | 3.1191 | 3.1277 | 3.1191 | 3.1191 | 3.1191
| Annual Fixed Charges (excluding Incentive) at Normative Availability | 126.6889 | 139.1994 | 141.3375 | 144.7101 | 151.0212 |  |  | Annual Fixed Charges (excluding Incentive) at Normative Availability | 123.3174 | 130.1098 | 135.2846 | 136.2687 | 144.7456
| O&M Expenses | 68.6678 | 76.2253 | 77.4975 | 80.6476 | 86.32 |  |  | O&M Expenses | 66.529 | 70.0646 | 73.4966 | 74.4281 | 81.8863
| Working Capital as Maintenance Spares (at 20% of O&M Expenses) | 13.7336 | 15.2451 | 15.4995 | 16.1295 | 17.264 |  |  | Working Capital as Maintenance Spares (at 20% of O&M Expenses) | 13.3058 | 14.0129 | 14.6993 | 14.8856 | 16.3773
| Elements of Working Capital | [7 empty] | Elements of Working Capital
| Working Capital as Coal Cost for 50 days | 33.9649 | 35.9428 | 33.9649 | 33.132 | 33.9649 |  |  | Working Capital as Coal Cost for 50 days | 36.4882 | 36.0817 | 35.7464 | 33.6885 | 35.7464
| Working Capital as LDO Cost for 2 months | 0.51962 | 0.52104 | 0.51962 | 0.51962 | 0.51962 |  |  | Working Capital as LDO Cost for 2 months | 0.51986 | 0.52128 | 0.51986 | 0.51986 | 0.51986
| Working Capital as Receivables for 45 days | 46.572 | 49.8475 | 48.378 | 48.0441 | 49.5719 |  |  | Working Capital as Receivables for 45 days | 48.4275 | 48.8552 | 49.2352 | 47.5045 | 50.4016
| Working Capital as O&M Expenses for 1 month | 5.7223 | 6.3521 | 6.4581 | 6.7206 | 7.1933 |  |  | Working Capital as O&M Expenses for 1 month | 5.5441 | 5.8387 | 6.1247 | 6.2023 | 6.8239
| Working Capital as Maintenance Spares (at 20% of O&M Expenses) | 13.7336 | 15.2451 | 15.4995 | 16.1295 | 17.264 |  |  | Working Capital as Maintenance Spares (at 20% of O&M Expenses) | 13.3058 | 14.0129 | 14.6993 | 14.8856 | 16.3773
| Total Working Capital | 100.5124 | 107.9085 | 104.8201 | 104.5459 | 108.5137 |  |  | Total Working Capital | 104.2854 | 105.3098 | 106.3255 | 102.8008 | 109.869
| Computation of Interest on Working Capital | [7 empty] | Computation of Interest on Working Capital
| Bank Rate as on 30.09.2020 +(3.5%) | 12.25% | 12.25% | 12.25% | 12.25% | 12.25% |  |  | Bank Rate as on 30.09.2020 +(3.5%) | 12.25% | 12.25% | 12.25% | 12.25% | 12.25%
| Interest on Working Capital | 12.3128 | 13.2188 | 12.8405 | 12.8069 | 13.2929 |  |  | Interest on Working Capital | 12.775 | 12.9005 | 13.0249 | 12.5931 | 13.459
|  | TRUE | TRUE | TRUE | TRUE | TRUE |  |  |  | TRUE | TRUE | TRUE | TRUE | TRUE
O&M Expenses Unit-2 | [8 empty] | O&M Expenses Unit-3
| Particulars | FY26 (Base Yr.) | FY27 | FY28 | FY29 | FY30 | FY31 |  | Particulars | FY26 (Base Yr.) | FY27 | FY28 | FY29 | FY30 | FY31
| Application Fees /Filing Fees |  | 0.11 | 0.11 | 0.11 | 0.11 | 0.11 |  | Application Fees /Filing Fees |  | 0.11 | 0.11 | 0.11 | 0.11 | 0.11
| Publication Expenses |  | 0.090605 | 0.095095 | 0.099808 | 0.10475 | 0.10995 |  | Publication Expenses |  | 0.090605 | 0.095095 | 0.099808 | 0.10475 | 0.10995
| Total | 0 | 0.2006 | 0.2051 | 0.20981 | 0.21475 | 0.21995 |  | Total | 0 | 0.2006 | 0.2051 | 0.20981 | 0.21475 | 0.21995
|  |  | 0.2006 | 0.2051 | 0.20981 | 0.21475 | 0.21995
Aactual Employee Expenses
| Particulars | FY21 | FY22 | FY23 | FY24 | FY25 | FY26 (Base Year
Unit 2
| Employee Expenses excluding Terminal Benefits | 7.4453 | 8.3624 | 8.8682 | 10.4105 | 11.0327 | 10.6643
Unit 3
| Employee Expenses excluding Terminal Benefits | 7.4453 | 8.3624 | 8.8682 | 10.3917 | 11.0248 | 10.6582
| Particulars | FY21 | FY22 | FY23 | FY24 | FY25 | FY26 (Base Year |  | Particulars | FY21 | FY22 | FY23 | FY24 | FY25 | FY26 (Base Year
| Other A&G Expenses as per Annual Account | 8.7135 | 5.0584 | 6.3802 | 5.9703 | 7.0886 |  |  | Other A&G Expenses as per Annual Account | 8.5305 | 4.8812 | 6.0754 | 4.5194 | 6.8713
| Adjustments | [7 empty] | Adjustments
| Publication and Filing Fees | 0.43481 | 0.071 | 0.20191 | 0.13004 | 0.19225 |  |  | Publication and Filing Fees | 0.43481 | 0.071 | 0.20191 | 0.13004 | 0.19225
| Legal Fee | 0.01 | 0.001773 | 0.01 | 0.029827 | 0.024577 |  |  | Legal Fee | 0.01 | 0.001773 | 0.01 | 0.029827 | 0.024577
| Security Expesnes | 0.61518 | 0.68944 | 0.7832 | 0.75325 | 0.95692 |  |  | Security Expesnes | 0.61518 | 0.68944 | 0.7832 | 0.75325 | 0.95692
| Net other A&G Expenses | 7.6535 | 4.2961 | 5.3851 | 5.0572 | 5.9148 | 6.5455 |  | Net other A&G Expenses | 7.4705 | 4.119 | 5.0803 | 3.6063 | 5.6976 | 6.006
|  | TRUE | TRUE | TRUE | TRUE | TRUE |  |  |  | TRUE | TRUE | TRUE | TRUE | TRUE
| Particulars | FY21 | FY22 | FY23 | FY24 | FY25 | FY26 (Base Year
Unit-2
| Head Office Expenses | 11.6901 | 12.7564 | 9.5547 | 11.5302 | 14.5951 | 13.9033
| Legal Expenses | 0.01 | 0.001773 | 0.01 | 0.029827 | 0.024577 | 0.015235
| Security Expenses | 0.61518 | 0.68944 | 0.7832 | 0.75325 | 0.95692 | 0.87823
Unit-3
| Head Office Expenses | 10.9897 | 11.3502 | 10.3482 | 11.8544 | 14.0259 | 13.543
| Legal Expenses | 0.01 | 0.001773 | 0.01 | 0.029827 | 0.024577 | 0.015235
| Security Expenses | 0.61518 | 0.68944 | 0.7832 | 0.75325 | 0.95692 | 0.87823
| Particulars | FY27 | FY28 | FY29 | FY30 | FY31
Unit 2
| Employee Expenses excluding Terminal Benefits | 11.1929 | 11.7476 | 12.3298 | 12.9409 | 13.5823
Unit 3
| Employee Expenses excluding Terminal Benefits | 11.1864 | 11.7408 | 12.3227 | 12.9334 | 13.5744
| Particulars | FY27 | FY28 | FY29 | FY30 | FY31
Unit 2
| Other A&G Expenses | 6.8699 | 7.2104 | 7.5677 | 7.9428 | 8.3365
| Head Office Expenses | 14.5924 | 15.3156 | 16.0746 | 16.8713 | 17.7075
| Legal Expenses | 0.015235 | 0.015235 | 0.015235 | 0.015235 | 0.015235
| Security Expenses | 0.92175 | 0.96743 | 1.0154 | 1.0657 | 1.1185
Unit 3
| Other A&G Expenses | 6.3037 | 6.6161 | 6.944 | 7.2881 | 7.6493
| Head Office Expenses | 14.2142 | 14.9187 | 15.6581 | 16.4341 | 17.2486
| Legal Expenses | 0.015235 | 0.015235 | 0.015235 | 0.015235 | 0.015235
| Security Expenses | 0.92175 | 0.96743 | 1.0154 | 1.0657 | 1.1185
| Particulars | FY21 | FY22 | FY23 | FY24 | FY25 | FY26 (Base Year
Unit 2
| Opening GFA | 483.5212 | 488.6218 | 490.8929 | 491.2733 | 496.5782 | 499.7246
| Actual R&M Expenses | 10.3402 | 25.1612 | 11.9088 | 13.7927 | 31.8692 | 21.8849
| Percentage constant 'K' | 2.139% | 5.149% | 2.426% | 2.808% | 6.418% | 4.379%
Unit 3
| Opening GFA | 464.3335 | 473.2215 | 475.0056 | 475.6786 | 480.9838 | 480.9964
| Actual R&M Expenses | 21.7323 | 10.1941 | 11.5488 | 24.5486 | 11.7592 | 18.7649
| Percentage constant 'K' | 4.68% | 2.154% | 2.431% | 5.161% | 2.445% | 3.901%
| Particulars | FY27 | FY28 | FY29 | FY30 | FY31
Unit 2
| Opening GFA | 510.7587 | 532.1811 | 541.9758 | 547.4824 | 552.0887
| Percentage constant 'K' | 4.596% | 4.824% | 5.063% | 5.314% | 5.578%
| Projected R&M Expenses | 23.4767 | 25.6737 | 27.4421 | 29.0947 | 30.7936
Unit 3
| Opening GFA | 493.482 | 509.1543 | 519.8633 | 525.37 | 529.9763
| Percentage constant 'K' | 4.095% | 4.298% | 4.511% | 4.734% | 4.969%
| Projected R&M Expenses | 20.2061 | 21.8811 | 23.4485 | 24.8713 | 26.3329
Final ARR Table
| Particulars | UoM | FY27 | FY28 | FY29 | FY30 | FY31 |  | Particulars | UoM | FY27 | FY28 | FY29 | FY30 | FY31
| Ex-Bus Generation | MUs | 747.6134 | 946.8801 | 747.6134 | 686.749 | 747.6134 |  | Ex-Bus Generation | MUs | 901.404 | 852.2237 | 815.521 | 629.5637 | 815.521
| Return on Equity | Rs. Cr. | 31.3591 | 32.2977 | 32.7578 | 33.0619 | 33.2893 |  | Return on Equity | Rs. Cr. | 30.1464 | 30.9396 | 31.4272 | 31.7313 | 31.9588
| Interest on Loan | Rs. Cr. | 2.8842 | 3.265 | 2.6556 | 1.6581 | 0.55547 |  | Interest on Loan | Rs. Cr. | 2.904 | 3.3137 | 3.016 | 2.2782 | 1.3147
| Depreciation | Rs. Cr. | 11.4651 | 14.1926 | 15.5861 | 16.5357 | 17.5634 |  | Depreciation | Rs. Cr. | 10.963 | 12.8914 | 14.3199 | 15.2381 | 16.1269
| Interest on Working Capital | Rs. Cr. | 12.3128 | 13.2188 | 12.8405 | 12.8069 | 13.2929 |  | Interest on Working Capital | Rs. Cr. | 12.775 | 12.9005 | 13.0249 | 12.5931 | 13.459
| O&M Expenses | Rs. Cr. | 68.6678 | 76.2253 | 77.4975 | 80.6476 | 86.32 |  | O&M Expenses | Rs. Cr. | 66.529 | 70.0646 | 73.4966 | 74.4281 | 81.8863
| Total Annual Fixed Charges | Rs. Cr. | 126.6889 | 139.1994 | 141.3375 | 144.7101 | 151.0212 |  | Total Annual Fixed Charges | Rs. Cr. | 123.3174 | 130.1098 | 135.2846 | 136.2687 | 144.7456
| Incentive | Rs. Cr. | 0 | 0 | 0 | 0 | 0 |  | Incentive | Rs. Cr. | 0 | 0 | 0 | 0 | 0
| Annual Fixed Charges (including Incentive) | Rs. Cr. | 126.6889 | 139.1994 | 141.3375 | 144.7101 | 151.0212 |  | Annual Fixed Charges (including Incentive) | Rs. Cr. | 123.3174 | 130.1098 | 135.2846 | 136.2687 | 144.7456
| Energy Charge Rate | Rs/kWh | 3.122 | 3.3015 | 3.122 | 3.0464 | 3.122 |  | Energy Charge Rate | Rs/kWh | 3.3511 | 3.3142 | 3.2837 | 3.0969 | 3.2837
| Energy Charges | Rs. Cr. | 248.2721 | 263.2692 | 248.2721 | 242.2591 | 248.2721 |  | Energy Charges | Rs. Cr. | 266.4889 | 264.2764 | 261.1336 | 246.2782 | 261.1336
| Less: Discount as per [SHAKTI 2&3] | Rs. Cr. | 3.3177 | 3.3177 | 3.3177 | 3.3177 | 3.3177 |  | Less: Discount as per [SHAKTI 2&3] | Rs. Cr. | 3.3019 | 3.3019 | 3.3019 | 3.215 | 3.3019
| Energy Charge Rate after SHAKTI Discount | Rs/kWh | 3.2765 | 2.7453 | 3.2765 | 3.4793 | 3.2765 |  | Energy Charge Rate after SHAKTI Discount | Rs/kWh | 2.9197 | 3.0623 | 3.1616 | 3.8608 | 3.1616
| Total Annual Revenue Requirement (including Incentive) | Rs. Cr. | 371.6433 | 399.1509 | 386.2919 | 383.6516 | 395.9756 |  | Total Annual Revenue Requirement (including Incentive) | Rs. Cr. | 386.5043 | 391.0843 | 393.1163 | 379.3319 | 402.5774
Table for PPT
| Particulars |  | FY27 | FY28 | FY29 | FY30 | FY31
| Installed Capacity | MW | 120 | 120 | 120 | 120 | 120
| Number of Days | Days | 365 | 366 | 365 | 365 | 365
Unit-2
| Projected PLF | % | 71.12% | 89.83% | 71.12% | 65.33% | 71.12%
| Gross Generation | MUs | 747.6134
| Normative Auxiliary Power Consumption | % | 10% | 10% | 10% | 10% | 10%
| Addition Aux. Consumption due to FGD | % | 1% | 1% | 1% | 1% | 1%
| Net Generation | MUs | 665.376 | 842.7233 | 665.376 | 611.2066 | 665.376
| Availability | % | 89.9 | 99.4 | 91.1 | 99.3 | 89.7
| Sp. LDO Consumption | ml/kWh | 0.5 | 0.5 | 0.5 | 0.5 | 0.5
Unit-3
| Projected PLF | % | 85.75% | 80.85% | 77.58% | 59.89% | 77.58%
| Gross Generation | MUs | 901.404 | 852.2237 | 815.521 | 629.5637 | 815.521
| Normative Auxiliary Power Consumption | % | 10% | 10% | 10% | 10% | 10%
| Addition Aux. Consumption due to FGD | % | 1% | 1% | 1% | 1% | 1%
| Net Generation | MUs | 802.2496 | 758.4791 | 725.8137 | 560.3117 | 725.8137
| Availability | % | 99.3 | 89.9 | 99.3 | 91.1 | 99.3
| Sp. LDO Consumption | ml/kWh | 0.5 | 0.5 | 0.5 | 0.5 | 0.5
Sl. No. | Work Details | Use for | Qty. | Capex (Rs. Cr.)
| Turning Gear Hydraulic Motor | 2&3 | 2 Set | 0.93
| Turbine Parting plane fasteners | 2&3 | 2 Sets | 8.6
| LP Turbine last stage blades | 2&3 | 2 Sets | 5
| CT Tower Fills pack assembly | 2&3 | 12 Sets | 8
| Ash conveying Pipe & Bends | 2&3 | 2 Lots | 21
| Ash Slurry and Recovery pumps system | 2&3 | 2 Lots | 5
| Main Plant Structure Refurbishment (Boiler, Coal Mill, Ash Plant & Aux. System) | 2&3 | 2 Set | 7.5
| APH Tube replacement | 2&3 | 90000 Tube | 22
| Coal Bends, MPO, Coal pipe | 2&3 | 2 Lots | 5
| Chimney structure & Landing platform Refurbishment | 2&3 | 2 Set | 4
| Installation of Wheel gripper and other devices as per RDSO guideline (R33 rev.02) in wagon tippler | Common | 2 Sets | 1.7
| 132 kV ABB BLK Breaker Replacement | 2&3 | 7 | 0.6
| Testing Equipments | 2&3 | 3 | 0.5
| U#2/3 Station Battery Bank (220V DC) | 2&3 | 1-Bank | 0.7
| U#2 Unit Battery Bank-220V | 2 | 1-Bank | 0.55
| U#3 Unit Battery Bank-220V | 3 | 1-Bank | 0.55
| CHP LT Breaker Replacement | 2&3 | 11 | 0.4
| CHP HT Breaker Replacement | 2&3 | 14 | 0.35
| U-2 24v bank-1 | 2 | 1 | 0.25
| U-3 24v bank-1 & 2 | 3 | 1 | 0.5
| FBT for change over relay | 2&3 | 2 | 0.3
| Jemco MCC retrofitting | Common | 1 | 0.5
| Unit#2 Revamping of SWAS | 2 | 1 | 1.25
| Unit#3 Revamping of SWAS | 3 | 1 | 1.25
| Master Clock System | 2&3 | 1 lot | 1.5
| CT Chemical dosing system | 2&3 | 2 | 1.27
| Fire equipment/system upgradation | 2&3 | 1 | 7
28. | IT infrastructure upgradation | 2&3 | 1 | 2.5
108.7
| To be discuss |  |  | 2.2
105.495
107.695

## ARR
Particulars | 27 | 28 | 29 | 30 | 31 | Particulars | 27 | 28 | 29 | 30 | 31
Return on Equity | 31.3591 | 32.2977 | 32.7578 | 33.0619 | 33.2893 | Return on Equity | 30.1464 | 30.9396 | 31.4272 | 31.7313 | 31.9588
Interest on Loan | 2.8842 | 3.265 | 2.6556 | 1.6581 | 0.55547 | Interest on Loan | 2.904 | 3.3137 | 3.016 | 2.2782 | 1.3147
Depreciation | 11.4651 | 14.1926 | 15.5861 | 16.5357 | 17.5634 | Depreciation | 10.963 | 12.8914 | 14.3199 | 15.2381 | 16.1269
Interest on Working Capital | 12.3128 | 13.2188 | 12.8405 | 12.8069 | 13.2929 | Interest on Working Capital | 12.775 | 12.9005 | 13.0249 | 12.5931 | 13.459
O&M Expenses | 68.6678 | 76.2253 | 77.4975 | 80.6476 | 86.32 | O&M Expenses | 66.529 | 70.0646 | 73.4966 | 74.4281 | 81.8863
Annual Fixed Charge | 126.6889 | 139.1994 | 141.3375 | 144.7101 | 151.0212 | Annual Fixed Charge | 123.3174 | 130.1098 | 135.2846 | 136.2687 | 144.7456
Energy Charges | 248.2721 | 263.2692 | 248.2721 | 242.2591 | 248.2721 | Energy Charges | 266.4889 | 264.2764 | 261.1336 | 246.2782 | 261.1336
Less: Discount as per Shakti Policy | -3.3177 | -3.3177 | -3.3177 | -3.3177 | -3.3177 | Less: Discount as per Shakti Policy | -3.3019 | -3.3019 | -3.3019 | -3.215 | -3.3019
Add: Incentives | 0 | 0 | 0 | 0 | 0 | Add: Incentives | 0 | 0 | 0 | 0 | 0
Annual Revenue Requirement | 371.6433 | 399.1509 | 386.2919 | 383.6516 | 395.9756 | Annual Revenue Requirement | 386.5043 | 391.0843 | 393.1163 | 379.3319 | 402.5774

## AFC & ECR
Annual Fixed Charges: Unit 2: FY 2026-27 to FY 2030-31 | [6 empty] | Annual Fixed Charges: Unit 3: FY 2026-27 to FY 2030-31
Particulars | 27 | 28 | 29 | 30 | 31 | Total | Particulars | 27 | 28 | 29 | 30 | 31 | Total
Return on Equity | 31.3591 | 32.2977 | 32.7578 | 33.0619 | 33.2893 | 162.7658 | Return on Equity | 30.1464 | 30.9396 | 31.4272 | 31.7313 | 31.9588 | 156.2033
Interest on Loan | 2.8842 | 3.265 | 2.6556 | 1.6581 | 0.55547 | 11.0184 | Interest on Loan | 2.904 | 3.3137 | 3.016 | 2.2782 | 1.3147 | 12.8265
Depreciation | 11.4651 | 14.1926 | 15.5861 | 16.5357 | 17.5634 | 75.343 | Depreciation | 10.963 | 12.8914 | 14.3199 | 15.2381 | 16.1269 | 69.5394
Interest on Working Capital | 12.3128 | 13.2188 | 12.8405 | 12.8069 | 13.2929 | 64.4718 | Interest on Working Capital | 12.775 | 12.9005 | 13.0249 | 12.5931 | 13.459 | 64.7523
O&M Expenses | 68.6678 | 76.2253 | 77.4975 | 80.6476 | 86.32 | 389.3581 | O&M Expenses | 66.529 | 70.0646 | 73.4966 | 74.4281 | 81.8863 | 366.4046
Total AFC | 126.6889 | 139.1994 | 141.3375 | 144.7101 | 151.0212 | 702.9571 | Total AFC | 123.3174 | 130.1098 | 135.2846 | 136.2687 | 144.7456 | 669.726
Energy Charges from FY 2026-27 to FY 2030-31 - Unit 2 | [6 empty] | Energy Charges from FY 2026-27 to FY 2030-31 - Unit 3
Particulars | UoM | 27 | 28 | 29 | 30 | 31 | Particulars | UoM | 27 | 28 | 29 | 30 | 31
Operational Parameters | [6 empty] | Operational Parameters
Normative Aux Power Consumption | % | 10% | 10% | 10% | 10% | 10% | Normative Aux Power Consumption | % | 10% | 10% | 10% | 10% | 10%
Gross Heat Rate (GHR) | Kcal/Kwh | 2567 | 2567 | 2567 | 2567 | 2567 | Gross Heat Rate (GHR) | Kcal/Kwh | 2577 | 2577 | 2577 | 2577 | 2577
Specific LDO Consumption at Normative Availability (SFCn) | ml/Kwh | 0.5 | 0.5 | 0.5 | 0.5 | 0.5 | Specific LDO Consumption at Normative Availability (SFCn) | ml/Kwh | 0.5 | 0.5 | 0.5 | 0.5 | 0.5
LDO GCV (CVPF) | Kcal/L | 8384.1829 | 8384.1829 | 8384.1829 | 8384.1829 | 8384.1829 | LDO GCV (CVPF) | Kcal/L | 8383.04 | 8383.04 | 8383.04 | 8383.04 | 8383.04
LDO Landed Price | Rs/KL | 69785.3002 | 69785.3002 | 69785.3002 | 69785.3002 | 69785.3002 | LDO Landed Price | Rs/KL | 69816.758 | 69816.758 | 69816.758 | 69816.758 | 69816.758
Middling Coal | [6 empty] | Middling Coal
Middling Coal in mix | % | 10.96% | 28.31% | 10.96% | 3.852% | 10.96% | Middling Coal in mix | % | 25.3% | 21.35% | 18.11% | 0% | 18.11%
Middling Coal GCV | Kcal/Kg | 4041.6071 | 4041.6071 | 4041.6071 | 4041.6071 | 4041.6071 | Middling Coal GCV | Kcal/Kg | 4041.6071 | 4041.6071 | 4041.6071 | 4041.6071 | 4041.6071
Middling Coal Landed Price at Normative Transit Loss at 0.8% | Rs/Ton | 5587 | 5587 | 5587 | 5587 | 5587 | Middling Coal Landed Price at Normative Transit Loss at 0.8% | Rs/Ton | 5587 | 5587 | 5587 | 5587 | 5587
Actual Transit Loss for Middling Coal | % | [5 empty] | Actual Transit Loss for Middling Coal | %
CCL Shakti R3 | [6 empty] | CCL Shakti R3
CCL Shakti R3 Coal in mix | % | 49.34% | 39.73% | 49.34% | 53.28% | 49.34% | CCL Shakti R3 Coal in mix | % | 41.39% | 43.59% | 45.38% | 57.03% | 45.38%
CCL Shakti R3Coal GCV | Kcal/Kg | 3661.9233 | 3661.9233 | 3661.9233 | 3661.9233 | 3661.9233 | CCL Shakti R3Coal GCV | Kcal/Kg | 3661.9362 | 3661.9362 | 3661.9362 | 3661.9362 | 3661.9362
CCL Shakti R3 Coal Landed Price at Normative Transit loss of 0.8% | Rs/Ton | 3833.8243 | 3833.8243 | 3833.8243 | 3833.8243 | 3833.8243 | CCL Shakti R3 Coal Landed Price at Normative Transit loss of 0.8% | Rs/Ton | 4034.226 | 4034.226 | 4034.226 | 4034.226 | 4034.226
CCL Shakti Coal | [6 empty] | CCL Shakti Coal
CCL Shakti in mix | % | 16.5% | 13.29% | 16.5% | 17.82% | 16.5% | CCL Shakti in mix | % | 13.84% | 14.58% | 15.18% | 19.07% | 15.18%
CCL Shakti GCV | Kcal/Kg | 3662.4108 | 3662.4108 | 3662.4108 | 3662.4108 | 3662.4108 | CCL Shakti GCV | Kcal/Kg | 3650.8243 | 3650.8243 | 3650.8243 | 3650.8243 | 3650.8243
CCL Shakti Landed Price at Normative Transit Loss of 0.8% | Rs/Ton | 3844.0674 | 3844.0674 | 3844.0674 | 3844.0674 | 3844.0674 | CCL Shakti Landed Price at Normative Transit Loss of 0.8% | Rs/Ton | 3854.2715 | 3854.2715 | 3854.2715 | 3854.2715 | 3854.2715
MCL Shakti Coal | [6 empty] | MCL Shakti Coal
MCL Shakti Coal in mix | % | 15.89% | 12.79% | 15.89% | 17.15% | 15.89% | MCL Shakti Coal in mix | % | 13.33% | 14.03% | 14.61% | 18.36% | 14.61% | Increased in CESS in coal price | 200 | Per MT
MCL Shakti Coal GCV | Kcal/Kg | 2939.3549 | 2939.3549 | 2939.3549 | 2939.3549 | 2939.3549 | MCL Shakti Coal GCV | Kcal/Kg | 2926.3395 | 2926.3395 | 2926.3395 | 2926.3395 | 2926.3395
MCL Shakti coal Landed Price at Normative Transit Loss of 0.8% | Rs/Ton | 2657.0199 | 2657.0199 | 2657.0199 | 2657.0199 | 2657.0199 | MCL Shakti coal Landed Price at Normative Transit Loss of 0.8% | Rs/Ton | 2656.3804 | 2656.3804 | 2656.3804 | 2656.3804 | 2656.3804
ECL Shakti Coal | [6 empty] | ECL Shakti Coal
ECL Coal in mix | % | 7.31% | 5.886% | 7.31% | 7.894% | 7.31% | ECL Coal in mix | % | 6.133% | 6.457% | 6.723% | 5.53% | 6.723%
ECL Coal GCV | Kcal/Kg | 4769.1779 | 4769.1779 | 4769.1779 | 4769.1779 | 4769.1779 | ECL Coal GCV | Kcal/Kg | 4768.6403 | 4768.6403 | 4768.6403 | 4768.6403 | 4768.6403
ECL Coal Landed Price at Normative Transit Loss of 0.8% | Rs/Ton | 5650.2166 | 5650.2166 | 5650.2166 | 5650.2166 | 5650.2166 | ECL Coal Landed Price at Normative Transit Loss of 0.8% | Rs/Ton | 5648.3631 | 5648.3631 | 5648.3631 | 5648.3631 | 5648.3631
Equivalent GCV of Coal (CVPF) | Kcal/Kg | 3669.7714 | 3742.2261 | 3669.7714 | 3640.0907 | 3669.7714 | Equivalent GCV of Coal (CVPF) | Kcal/Kg | 3726.3109 | 3709.6103 | 3695.9466 | 3585.9465 | 3695.9466
Equivalent Landed Price of Coal (LPPF) | Rs/Ton | 3973.4901 | 4287.8935 | 3973.4901 | 3844.6961 | 3973.4901 | Equivalent Landed Price of Coal (LPPF) | Rs/Ton | 4317.6048 | 4250.3677 | 4195.3571 | 3836.1617 | 4195.3571
Rate of Energy Charge pertaining to Coal | Rs/Kwh | 3.0832 | 3.2628 | 3.0832 | 3.0076 | 3.0832 | Rate of Energy Charge pertaining to Coal | Rs/Kwh | 3.3123 | 3.2754 | 3.245 | 3.0581 | 3.245
Rate of Energy Charge pertaining to LDO | Rs/Kwh | 0.03877 | 0.03877 | 0.03877 | 0.03877 | 0.03877 | Rate of Energy Charge pertaining to LDO | Rs/Kwh | 0.038787 | 0.038787 | 0.038787 | 0.038787 | 0.038787
Energy Charge Rate (ECR) | Rs/Kwh | 3.122 | 3.3015 | 3.122 | 3.0464 | 3.122 | Energy Charge Rate (ECR) | Rs/Kwh | 3.3511 | 3.3142 | 3.2837 | 3.0969 | 3.2837
Ex-Bus Generation | MUs | 795.2328 | 797.4115 | 795.2328 | 795.2328 | 795.2328 | Ex-Bus Generation | MUs | 795.2328 | 797.4115 | 795.2328 | 795.2328 | 795.2328
Energy Charges | Rs Cr. | 248.2721 | 263.2692 | 248.2721 | 242.2591 | 248.2721 | Energy Charges | Rs Cr. | 266.4889 | 264.2764 | 261.1336 | 246.2782 | 261.1336
Sales due to ECL [Shakti 2] Coal | MUs | 63.11 | 63.11 | 63.11 | 63.11 | 63.11 | Sales due to ECL [Shakti 2] Coal | MUs | 62.858 | 62.858 | 62.858 | 41.1385 | 62.858
Sales due to CCL [Shakti 2] Coal | MUs | 109.3988 | 109.3988 | 109.3988 | 109.3988 | 109.3988 | Sales due to CCL [Shakti 2] Coal | MUs | 108.6296 | 108.6296 | 108.6296 | 108.6296 | 108.6296
Sales due to MCL [Shakti 2] Coal | MUs | 84.5252 | 84.5252 | 84.5252 | 84.5252 | 84.5252 | Sales due to MCL [Shakti 2] Coal | MUs | 83.8243 | 83.8243 | 83.8243 | 83.8243 | 83.8243
Discount Amount (@ Rs. 0.04/kWh Discount Rate) | Rs. Cr | 1.0281 | 1.0281 | 1.0281 | 1.0281 | 1.0281 | Discount Amount (@ Rs. 0.04/kWh Discount Rate) | Rs. Cr | 1.0212 | 1.0212 | 1.0212 | 0.93437 | 1.0212
Sales due to CCL [SHAKTI 3] Coal | MUs | 327.076 | 327.076 | 327.076 | 327.076 | 327.076 | Sales due to CCL [SHAKTI 3] Coal | MUs | 325.8079 | 325.8079 | 325.8079 | 325.8079 | 325.8079
Discount Amount (@ Rs. 0.07/kWh Discount Rate) | Rs. Cr | 2.2895 | 2.2895 | 2.2895 | 2.2895 | 2.2895 | Discount Amount (@ Rs. 0.07/kWh Discount Rate) | Rs. Cr | 2.2807 | 2.2807 | 2.2807 | 2.2807 | 2.2807
Total SHAKTI DISCOUNT | Rs. Cr | 3.3177 | 3.3177 | 3.3177 | 3.3177 | 3.3177 | Total SHAKTI DISCOUNT | Rs. Cr | 3.3019 | 3.3019 | 3.3019 | 3.215 | 3.3019
Variation during storage |  | 85
Actual PLF |  | 71.12% | 89.83% | 71.12% | 65.33% | 71.12% |  |  | 85.75% | 80.85% | 77.58% | 59.89% | 77.58%
Coal consumption |  | 522100.5383 | 648456.7303 | 522100.5383 | 483505.9971 | 522100.5383 |  |  | 622368.8599 | 591061.6245 | 567697.3866 | 451692.9514 | 567697.3866
Heat input |  | 1915989.6366 | 2426671.7164 | 1915989.6366 | 1760005.6659 | 1915989.6366 |  |  | 2319139.8551 | 2192608.3108 | 2098179.2415 | 1619746.7746 | 2098179.2415
Middling fuel mix |  | 10.96% | 28.31% | 10.96% | 3.852% | 10.96% |  |  | 25.3% | 21.35% | 18.11% | 0% | 18.11%

## Operational Par.
Operation Performance of Unit 2: FY 2026-27 to FY 2031-32 | [6 empty] | Operation Performance of Unit 3: FY 2026-27 to FY 2031-32
Particulars | UoM | 27 | 28 | 29 | 30 | 31 | Particulars | UoM | 27 | 28 | 29 | 30 | 31
Capacity | MW | 120 | 120 | 120 | 120 | 120 | Capacity | MW | 120 | 120 | 120 | 120 | 120
Starting FY |  | 2026-04-01 | 2027-04-01 | 2028-04-01 | 2029-04-01 | 2030-04-01 | Starting FY |  | 2026-04-01 | 2027-04-01 | 2028-04-01 | 2029-04-01 | 2030-04-01
End FY |  | 2027-03-31 | 2028-03-31 | 2029-03-31 | 2030-03-31 | 2031-03-31 | End FY |  | 2027-03-31 | 2028-03-31 | 2029-03-31 | 2030-03-31 | 2031-03-31
No. of days in FY | Days | 365 | 366 | 365 | 365 | 365 | No. of days in FY | Days | 365 | 366 | 365 | 365 | 365
Gross Generation | MUs | 893.52 | 895.968 | 893.52 | 893.52 | 893.52 | Gross Generation | MUs | 893.52 | 895.968 | 893.52 | 893.52 | 893.52
PLF | % | 85% | 85% | 85% | 85% | 85% | PLF | % | 85% | 85% | 85% | 85% | 85%
Heat Rate | Kcal/Kwh | 2567 | 2567 | 2567 | 2567 | 2567 | Heat Rate | Kcal/Kwh | 2577 | 2577 | 2577 | 2577 | 2577
Auxiliary Power Consumption | % | 10% | 10% | 10% | 10% | 10% | Auxiliary Power Consumption | % | 10% | 10% | 10% | 10% | 10%
Plant Availability | % | 85% | 85% | 85% | 85% | 85% | Plant Availability | % | 85% | 85% | 85% | 85% | 85%
Sp. LDO Consumption | ml/kWh | 0.5 | 0.5 | 0.5 | 0.5 | 0.5 | Sp. LDO Consumption | ml/kWh | 0.5 | 0.5 | 0.5 | 0.5 | 0.5
Generation from Unit-2 | [6 empty] | Generation from Unit-3
Particulars | UoM | 27 | 28 | 29 | 30 | 31 | Particulars | UoM | 27 | 28 | 29 | 30 | 31
Installed Capacity | MW | 120 | 120 | 120 | 120 | 120 | Installed Capacity | MW | 120 | 120 | 120 | 120 | 120
No. of days of operation | Days | 365 | 366 | 365 | 365 | 365 | No. of days of operation | Days | 365 | 366 | 365 | 365 | 365
PLF | % | 85% | 85% | 85% | 85% | 85% | PLF | % | 85% | 85% | 85% | 85% | 85%
Gross Generation | MU | 893.52 | 895.968 | 893.52 | 893.52 | 893.52 | Gross Generation | MU | 893.52 | 895.968 | 893.52 | 893.52 | 893.52
Auxiliary Consumption | % | 11% | 11% | 11% | 11% | 11% | Auxiliary Consumption | % | 11% | 11% | 11% | 11% | 11%
Net Generation | MU | 795.2328 | 797.4115 | 795.2328 | 795.2328 | 795.2328 | Net Generation | MU | 795.2328 | 797.4115 | 795.2328 | 795.2328 | 795.2328
Norms of Operation as per Regulation 16 of MYT Regulations, 2024
Parameters | UoM | 27 | 28 | 29 | 30 | 31 | Parameters | UoM | 27 | 28 | 29 | 30 | 31
Normative Annual Plant Availability Factor | % | 85% | 85% | 85% | 85% | 85% | Normative Annual Plant Availability Factor | % | 85% | 85% | 85% | 85% | 85%
Normative Annual Plant Load Factor | % | 85% | 85% | 85% | 85% | 85% | Normative Annual Plant Load Factor | % | 85% | 85% | 85% | 85% | 85%
Gross Station Heat Rate | kCal/kWh | 2567 | 2567 | 2567 | 2567 | 2567 | Gross Station Heat Rate | kCal/kWh | 2577 | 2577 | 2577 | 2577 | 2577
Auxiliary Consumption | % | 10% | 10% | 10% | 10% | 10% | Auxiliary Consumption | % | 10% | 10% | 10% | 10% | 10%
Secondary Fuel Oil Consumption | ml/kWh | 0.5 | 0.5 | 0.5 | 0.5 | 0.5 | Secondary Fuel Oil Consumption | ml/kWh | 0.5 | 0.5 | 0.5 | 0.5 | 0.5
Incentive
Particulars | UoM | 27 | 28 | 29 | 30 | 31 | Particulars | UoM | 27 | 28 | 29 | 30 | 31
No. of Days in a Year | Days | 365 | 366 | 365 | 365 | 365 | No. of Days in a Year | Days | 365 | 366 | 365 | 365 | 365
Installed Capacity | MW | 120 | 120 | 120 | 120 | 120 | Installed Capacity | MW | 120 | 120 | 120 | 120 | 120
Normative Aux Power Consumation | % | 10% | 10% | 10% | 10% | 10% | Normative Aux Power Consumation | % | 10% | 10% | 10% | 10% | 10%
Aux. for FGD | % | 1% | 1% | 1% | 1% | 1% | Aux. for FGD | % | 1% | 1% | 1% | 1% | 1%
Total Aux. Cinsumption | % | 11% | 11% | 11% | 11% | 11% | Total Aux. Cinsumption | % | 11% | 11% | 11% | 11% | 11%
Normative PLF (NAPLF) | % | 85% | 85% | 85% | 85% | 85% | Normative PLF (NAPLF) | % | 85% | 85% | 85% | 85% | 85%
Gross Generation at NAPLF | MUs | 893.52 | 895.968 | 893.52 | 893.52 | 893.52 | Gross Generation at NAPLF | MUs | 893.52 | 895.968 | 893.52 | 893.52 | 893.52
Ex-Bus Generation at NAPLF | MUS | 795.2328 | 797.4115 | 795.2328 | 795.2328 | 795.2328 | Ex-Bus Generation at NAPLF | MUS | 795.2328 | 797.4115 | 795.2328 | 795.2328 | 795.2328
Gross Generation | MUs | 747.6134 | 946.8801 | 747.6134 | 686.749 | 747.6134 | Gross Generation | MUs | 901.404 | 852.2237 | 815.521 | 629.5637 | 815.521
Ex-Bus Generation | MUs | 665.376 | 842.7233 | 665.376 | 611.2066 | 665.376 | Ex-Bus Generation | MUs | 802.2496 | 758.4791 | 725.8137 | 560.3117 | 725.8137
Excess Gen. Corress. to NAPLF | MUs | 0 | 45.3117 | 0 | 0 | 0 | Excess Gen. Corress. to NAPLF | MUs | 7.0168 | 0 | 0 | 0 | 0
Rate of Incentive | Rs/kWh | 0.5 | 0.5 | 0.5 | 0.5 | 0.5 | Rate of Incentive | Rs/kWh | 0.5 | 0.5 | 0.5 | 0.5 | 0.5
Incentive | Rs. Cr | 0 | 0 | 0 | 0 | 0 | Incentive | Rs. Cr | 0 | 0 | 0 | 0 | 0
Generation Corresponding to projected PLF: Unit-2 | [6 empty] | Generation Corresponding to actual PLF: Unit-3
Particulars | UoM | 27 | 28 | 29 | 30 | 31 | Particulars | UoM | 27 | 28 | 29 | 30 | 31
Installed Capacity | MW | 120 | 120 | 120 | 120 | 120 | Installed Capacity | MW | 120 | 120 | 120 | 120 | 120
No. of days of operation | Days | 365 | 366 | 365 | 365 | 365 | No. of days of operation | Days | 365 | 366 | 365 | 365 | 365
PLF | % | 71.12% | 89.83% | 71.12% | 65.33% | 71.12% | PLF | % | 85.75% | 80.85% | 77.58% | 59.89% | 77.58%
Gross Generation | MU | 747.6134 | 946.8801 | 747.6134 | 686.749 | 747.6134 | Gross Generation | MU | 901.404 | 852.2237 | 815.521 | 629.5637 | 815.521
Auxiliary Consumption (with Aux. Cons. Due to FGD) | % | 11% | 11% | 11% | 11% | 11% | Auxiliary Consumption (with Aux. Cons. Due to FGD) | % | 11% | 11% | 11% | 11% | 11%
Net Generation | MU | 665.376 | 842.7233 | 665.376 | 611.2066 | 665.376 | Net Generation | MU | 802.2496 | 758.4791 | 725.8137 | 560.3117 | 725.8137
Note: Actual PLF is based on demand projection of Tata Steel Distribution Licensee
|  |  | UsefulLife-25 Years | PPA Life-30 Years
| Installed Capacity | COD | 300 | 360
Unit-2 | 120 | 2001-02-01 | 2026-02-01 | 2031-02-01
Unit-3 | 120 | 2002-02-01 | 2027-02-01 | 2032-02-01

## Fuel Mix
|  |  |  | FY 2026-27 to FY 2030-31-Unit 2 | [5 empty] | FY 2026-27 to FY 2030-31-Unit 3
Particular | UoM |  |  | 27 | 28 | 29 | 30 | 31 |  | 27 | 28 | 29 | 30 | 31
No. of days |  |  |  | 365 | 366 | 365 | 365 | 365 |  | 365 | 366 | 365 | 365 | 365
PLF | % |  |  | 71.12% | 89.83% | 71.12% | 65.33% | 71.12% |  | 85.75% | 80.85% | 77.58% | 59.89% | 77.58%
Generation | MU |  |  | 747.6134 | 946.8801 | 747.6134 | 686.749 | 747.6134 |  | 901.404 | 852.2237 | 815.521 | 629.5637 | 815.521
Ex-bus Generation | MU |  |  | 665.376 | 842.7233 | 665.376 | 611.2066 | 665.376 |  | 802.2496 | 758.4791 | 725.8137 | 560.3117 | 725.8137
Normative Heat Rate | kcal/kWh |  |  | 2567 | 2567 | 2567 | 2567 | 2567 |  | 2577 | 2577 | 2577 | 2577 | 2577
Aux Power | % |  |  | 11% | 11% | 11% | 11% | 11% |  | 11% | 11% | 11% | 11% | 11%
Total Heat Input to Boiler | Mkcal |  |  | 1919123.7005 | 2430641.1243 | 1919123.7005 | 1762884.5803 | 1919123.7005 |  | 2322918.108 | 2196180.4234 | 2101597.5139 | 1622385.6034 | 2101597.5139
Specific LDO Consumption | mL/kWh |  |  | 0.5 | 0.5 | 0.5 | 0.5 | 0.5 |  | 0.5 | 0.5 | 0.5 | 0.5 | 0.5
GCV of LDO | kcal/L |  |  | 8384.1829 | 8384.1829 | 8384.1829 | 8384.1829 | 8384.1829 |  | 8383.04 | 8383.04 | 8383.04 | 8383.04 | 8383.04
LP of LDO | Rs/Kl |  |  | 69785.3002 | 69785.3002 | 69785.3002 | 69785.3002 | 69785.3002 |  | 69816.758 | 69816.758 | 69816.758 | 69816.758 | 69816.758
LDO Consumption | kL |  |  | 373.8067 | 473.44 | 373.8067 | 343.3745 | 373.8067 |  | 450.702 | 426.1118 | 407.7605 | 314.7818 | 407.7605
Heat Input by LDO | Mkcal |  |  | 3134.0639 | 3969.4078 | 3134.0639 | 2878.9145 | 3134.0639 |  | 3778.2529 | 3572.1126 | 3418.2724 | 2638.8288 | 3418.2724
Heat Input by Coal | Mkcal |  |  | 1915989.6366 | 2426671.7164 | 1915989.6366 | 1760005.6659 | 1915989.6366 |  | 2319139.8551 | 2192608.3108 | 2098179.2415 | 1619746.7746 | 2098179.2415
GCV of Coal (ARB) | UoM |  | Wt.Avg GCV |  |  | Equivalent GCV | [5 empty] | Equivalent GCV
Middling | kcal/kg |  | 4041.6071 | 4041.6071 | 4041.6071 | 4041.6071 | 4041.6071 | 4041.6071 | 4041.6071 | 4041.6071 | 4041.6071 | 4041.6071 | 4041.6071 | 4041.6071
CCL Shakti R3 | kcal/kg |  | 3661.9233 | 3661.9233 | 3661.9233 | 3661.9233 | 3661.9233 | 3661.9233 | 3661.9362 | 3661.9362 | 3661.9362 | 3661.9362 | 3661.9362 | 3661.9362
CCL Shakti | kcal/kg |  | 3662.4108 | 3662.4108 | 3662.4108 | 3662.4108 | 3662.4108 | 3662.4108 | 3650.8243 | 3650.8243 | 3650.8243 | 3650.8243 | 3650.8243 | 3650.8243
MCL Shakti Coal | kcal/kg |  | 2939.3549 | 2939.3549 | 2939.3549 | 2939.3549 | 2939.3549 | 2939.3549 | 2926.3395 | 2926.3395 | 2926.3395 | 2926.3395 | 2926.3395 | 2926.3395
ECL Shakti | kcal/kg |  | 4769.1779 | 4769.1779 | 4769.1779 | 4769.1779 | 4769.1779 | 4769.1779 | 4768.6403 | 4768.6403 | 4768.6403 | 4768.6403 | 4768.6403 | 4768.6403
Coal Qty as per FSA | UoM |  |  |  |  | Total | [5 empty] | Total
Middling | MT
CCL Shakti R3 | MT | 100% | 286241.6 | 286241.6 | 286241.6 | 286241.6 | 286241.6 | 286241.6 |  | 286241.6 | 286241.6 | 286241.6 | 286241.6 | 286241.6 | CCL Shakti R3 | 577100 | Allocated under shakti 3
CCL Shakti | MT | 100% | 95728 | 95728 | 95728 | 95728 | 95728 | 95728 |  | 95728 | 95728 | 95728 | 95728 | 95728 | CCL Shakti | 193000 | Allocated under shakti 2
MCL Shakti Coal | MT | 100% | 92156.8 | 92156.8 | 92156.8 | 92156.8 | 92156.8 | 92156.8 |  | 92156.8 | 92156.8 | 92156.8 | 92156.8 | 92156.8 | MCL Shakti Coal | 185800 | Allocated under shakti 2
ECL Shakti | MT | 100% | 42408 | 42408 | 42408 | 42408 | 42408 | 42408 |  | 42408 | 42408 | 42408 | 42408 | 42408 | ECL Shakti | 85500 | Allocated under shakti 2
Coal Consumption as per load | UoM |  |  | Total | Total | Total | Total | Total |  | Total | Total | Total | Total | Total
Middling | MT |  |  | 57219.5783 | 183575.7703 | 57219.5783 | 18625.0371 | 57219.5783 |  | 157487.8999 | 126180.6645 | 102816.4266 | 0 | 102816.4266
CCL Shakti R3 | MT |  |  | 257617.44 | 257617.44 | 257617.44 | 257617.44 | 257617.44 |  | 257617.44 | 257617.44 | 257617.44 | 257617.44 | 257617.44
CCL Shakti | MT |  |  | 86155.2 | 86155.2 | 86155.2 | 86155.2 | 86155.2 |  | 86155.2 | 86155.2 | 86155.2 | 86155.2 | 86155.2
MCL Shakti Coal | MT |  |  | 82941.12 | 82941.12 | 82941.12 | 82941.12 | 82941.12 |  | 82941.12 | 82941.12 | 82941.12 | 82941.12 | 82941.12
ECL Shakti | MT |  |  | 38167.2 | 38167.2 | 38167.2 | 38167.2 | 38167.2 |  | 38167.2 | 38167.2 | 38167.2 | 24979.1914 | 38167.2
Total |  |  |  | 522100.5383 | 648456.7303 | 522100.5383 | 483505.9971 | 522100.5383 |  | 622368.8599 | 591061.6245 | 567697.3866 | 451692.9514 | 567697.3866
Maximum ACQ w/o incentive |  |  |  | 90% | 90% | 90% | 90% | 90% |  | 90% | 90% | 90% | 90% | 90%
Minimum ACQ w/o Penalty |  |  |  | 75% | 75% | 75% | 75% | 75% |  | 75% | 75% | 75% | 75% | 75%
Heat Input | UoM |  |  |  |  | Total | [5 empty] | Total
Middling | MKcal |  |  | 231259.0524 | 741941.1323 | 231259.0524 | 75275.0817 | 231259.0524 |  | 636504.2108 | 509972.6665 | 415543.5972 | 0 | 415543.5972
CCL Shakti R3 | MKcal |  |  | 943375.2944 | 943375.2944 | 943375.2944 | 943375.2944 | 943375.2944 |  | 943378.6292 | 943378.6292 | 943378.6292 | 943378.6292 | 943378.6292
CCL Shakti | MKcal |  |  | 315535.732 | 315535.732 | 315535.732 | 315535.732 | 315535.732 |  | 314537.4934 | 314537.4934 | 314537.4934 | 314537.4934 | 314537.4934
MCL Shakti Coal | MKcal |  |  | 243793.3902 | 243793.3902 | 243793.3902 | 243793.3902 | 243793.3902 |  | 242713.8719 | 242713.8719 | 242713.8719 | 242713.8719 | 242713.8719
ECL Shakti | MKcal |  |  | 182026.1676 | 182026.1676 | 182026.1676 | 182026.1676 | 182026.1676 |  | 182005.6497 | 182005.6497 | 182005.6497 | 119116.78 | 182005.6497
check |  |  |  | TRUE | TRUE | TRUE | TRUE | TRUE |  | TRUE | TRUE | TRUE | TRUE | TRUE
Landed Cost of of Coal (Rs./MT) at Normative Transit Loss | UoM |  | Equivalent LC | Coal supply v/s ACQ as per FSA | Rs/MkCal |  |  |  |  | Coal supply v/s ACQ as per FSA | Rs/MkCal
Middling | Rs/MT |  | 5587 |  | 1382.3709 |  |  |  | 5587 |  | 1382.3709
CCL Shakti R3 | Rs/MT |  | 3833.8243 | 90% | 1046.9428 |  |  |  | 3834.226 | 90% | 1047.0488
CCL Shakti | Rs/MT |  | 3844.0674 | 90% | 1049.6003 |  |  |  | 3854.2715 | 90% | 1055.7264
MCL Shakti Coal | Rs/MT |  | 2657.0199 | 90% | 903.9466 |  |  |  | 2656.3804 | 90% | 907.7485
ECL Shakti | Rs/MT |  | 5650.2166 | 90% | 1184.736 |  |  |  | 5648.3631 | 90% | 1184.4808
Fuel Mix | UoM |  | Equivalent LC | 27 | 28 | 29 | 30 | 31 |  | 27 | 28 | 29 | 30 | 31
Middling | % |  |  | 10.96% | 28.31% | 10.96% | 3.852% | 10.96% |  | 25.3% | 21.35% | 18.11% | 0% | 18.11%
CCL Coal [SHAKTI R3] | % |  |  | 49.34% | 39.73% | 49.34% | 53.28% | 49.34% |  | 41.39% | 43.59% | 45.38% | 57.03% | 45.38%
CCL Coal [SHAKTI R2] | % |  |  | 16.5% | 13.29% | 16.5% | 17.82% | 16.5% |  | 13.84% | 14.58% | 15.18% | 19.07% | 15.18%
MCL Coal [SHAKTI R2] | % |  |  | 15.89% | 12.79% | 15.89% | 17.15% | 15.89% |  | 13.33% | 14.03% | 14.61% | 18.36% | 14.61%
ECL Coal [SHAKTI R2] | % |  |  | 7.31% | 5.886% | 7.31% | 7.894% | 7.31% |  | 6.133% | 6.457% | 6.723% | 5.53% | 6.723%
Total |  |  |  | 100% | 100% | 100% | 100% | 100% |  | 100% | 100% | 100% | 100% | 100%
Equivalent GCV |  |  |  | 3669.7714 | 3742.2261 | 3669.7714 | 3640.0907 | 3669.7714 |  | 3726.3109 | 3709.6103 | 3695.9466 | 3585.9465 | 3695.9466
Equivalent Price |  |  |  | 3973.4901 | 4287.8935 | 3973.4901 | 3844.6961 | 3973.4901 |  | 4234.8187 | 4163.1966 | 4104.5983 | 3722.0942 | 4104.5983
Equivalent price at 100% ACQ |  |  |  | 1071.4992 | 1132.0747 | 1071.4992 | 1046.6848 | 1071.4992 |  | 1122.966 | 1109.2258 | 1097.9842 | 1030.7254 | 1097.9842
Energy Charge Rate |  |  |  | 0.87998 | 0.91031 | 0.87998 | 0.8672 | 0.87998 |  | 3.3245 | 3.2835 | 3.2496 | 3.0398 | 3.2496
Sales due to ECL [Shakti 2] Coal |  |  |  | 327.076 | 327.076 | 327.076 | 327.076 | 327.076 |  | 325.8079 | 325.8079 | 325.8079 | 325.8079 | 325.8079
Sales due to CCL [Shakti 2] Coal |  |  |  | 109.3988 | 109.3988 | 109.3988 | 109.3988 | 109.3988 |  | 108.6296 | 108.6296 | 108.6296 | 108.6296 | 108.6296
Sales due to MCL [Shakti 2] Coal |  |  |  | 84.5252 | 84.5252 | 84.5252 | 84.5252 | 84.5252 |  | 83.8243 | 83.8243 | 83.8243 | 83.8243 | 83.8243
Discount Amount (@ Rs. 0.04/kWh Discount Rate) |  |  |  | 2.084 | 2.084 | 2.084 | 2.084 | 2.084 |  | 2.073 | 2.073 | 2.073 | 2.073 | 2.073
Sales due to CCL [SHAKTI 3] Coal |  |  |  | 63.11 | 63.11 | 63.11 | 63.11 | 63.11 |  | 62.858 | 62.858 | 62.858 | 41.1385 | 62.858
Discount Amount (@ Rs. 0.07/kWh Discount Rate) |  |  |  | 0.44177 | 0.44177 | 0.44177 | 0.44177 | 0.44177 |  | 0.44001 | 0.44001 | 0.44001 | 0.28797 | 0.44001
Total SHAKTI DISCOUNT |  |  |  | 2.5258 | 2.5258 | 2.5258 | 2.5258 | 2.5258 |  | 2.5131 | 2.5131 | 2.5131 | 2.361 | 2.5131

## Fuel Para.
[9 empty] | MT to Ton | 1.102
Fuel Parameter - Unit-2 | [10 empty] | Cpnsidered for FY27 | New Notification |  |  | Old notification
Wt. Avg GCV & Landed Price of Coal and LDO for Unit 2
Particulars | UoM | 2025-04-01 | 2025-05-01 | 2025-06-01 | 2025-07-01 | 2025-08-01 | 2025-09-01 | 2025-10-01 | Aug-Oct | Rs/MkCal
Middling Coal Consumption | MT | 0 | 0 | 128 | 0 | 0 | 103.84 | 1900 | 2003.84
Middling GCV | Kcal/Kg | 0 | 0 | 4559.3096 | 0 | 0 | 4126.6071 | 4126.6071 | 4126.6071 |  | 4041.6071
Middling Landed Price | Rs/MT | 0 | 0 | 5380 | 0 | 0 | 5387 | 5387 | 5387 | 1382.3709 | 5587
CCL Shakti R3 | MT | 31213 | 37818 | 33861 | 36369 | 18417 | 32846.31 | 13559 | 64822.31
CCL Shakti R3 GCV | Kcal/Kg | 3875 | 3887.66 | 3862.4083 | 3753.7183 | 3814.2347 | 3750.0571 | 3647.9034 | 3746.9233 |  | 3661.9233
CCL Shakti R3 Landed Price | Rs/MT | 3471 | 3278 | 3319 | 3400 | 3694 | 3619 | 3588 | 3633.8243 | 1046.9428 | 3833.8243
CCL Shakti Coal Consumption | MT | 2186 | 5950 | 4236 | 0 | 21612 | 9695.43 | 13119 | 44426.43
CCL Shakti GCV | Kcal/Kg | 3682 | 3604.29 | 3666.3065 | 0 | 3779.2796 | 3535.4251 | 3851.576 | 3747.4108 |  | 3662.4108
CCL Shakti Landed Price | Rs/MT | 3305 | 2974 | 3193 | 0 | 3533 | 3636 | 3833 | 3644.0674 | 1049.6003 | 3844.0674
MCL Shakti Coal Consumption | MT | 7545 | 0 | 11359 | 12288.76 | 4688.25 | 7500.64 | 8024.34 | 20213.23
MCL Shakti GCV | Kcal/Kg | 3277 | 0 | 3379.376 | 3278.9804 | 3387.7544 | 3141.9113 | 2702.1532 | 3024.3549 |  | 2939.3549
MCL Shakti Landed Price | Rs/MT | 2765 | 0 | 2606 | 2863 | 2622 | 2680 | 2656 | 2657.0199 | 903.9466 | 2657.0199
ECL Shakti Coal Consumption | MT | 0 | 0 | 118 | 2485 | 2030 | 4731.34 | 6114 | 12875.34
ECL Shakti GCV | Kcal/Kg | 0 | 0 | 4883.1873 | 4847.4447 | 4882.2427 | 4853.1874 | 4845.6263 | 4854.1779 |  | 4769.1779
ECL Shakti Landed Price | Rs/MT | 0 | 0 | 5371 | 5579 | 5729 | 5649 | 5625 | 5650.2166 | 1184.736 | 5650.2166
Tailing Coal Consumption | MT | 0 | 0 | 0 | 0 | 520.15 | 0 | 0 | 520.15
Tailing GCV | Kcal/Kg | 0 | 0 | 0 | 0 | 2960.3022 | 0 | 0 | 2960.3022 |  | 2960.3022
Tailing Landed Price | Rs/MT | 0 | 0 | 0 | 0 | 4571 | 0 | 0 | 4571 |  | 4571
P2 Coal Consumption | MT | 0 | 0 | 0 | 0 | 1571 | 0 | 0 | 1571
P2 GCV | Kcal/Kg | 0 | 0 | 0 | 0 | 2960.3022 | 0 | 0 | 2960.3022 |  | 2960.3022
2P Landed Price | Rs/MT | 0 | 0 | 0 | 0 | 2021 | 0 | 0 | 2021 |  | 2021
LDO Consumption | KL | 71.86 | 1 | 1.784 | 1 | 13.5 | 3.128 | 11 | 27.628
LDO GCV | Kcal/L | 8463.87 | 8542.3 | 8566 | 8659 | 8408.4 | 8468.8 | 8330.4 | 8384.1829 |  | 8384.1829
LDO Landed Price | Rs/KL | 73904.79 | 73904.79 | 70069 | 69635 | 69635 | 69643.79 | 70010 | 69785.3002 | 8323.4467 | 69785.3002
Fuel Parameter - Unit-3 | [10 empty] | Cpnsidered for FY27
Wt. Avg GCV & Landed Price of Coal and LDO for Unit 3 | [11 empty] | Increased in CESS in coal price | 200 | Per MT
Particulars | UoM | 2025-04-01 | 2025-05-01 | 2025-06-01 | 2025-07-01 | 2025-08-01 | 2025-09-01 | 2025-10-01 | Aug-Oct | Rs/MkCal
Middling Coal Consumption | MT | 0 | 0 | 0 | 0 | 0 | 0 | 1780.96 | 1780.96
Middling GCV | Kcal/Kg | 0 | 0 | 0 | 0 | 0 | 0 | 4126.6071 | 4126.6071 |  | 4041.6071
Middling Landed Price | Rs/MT | 0 | 0 | 5380 | 0 | 0 | 5387 | 5387 | 5387 | 1382.3709 | 5587
CCL Shakti R3 | MT | 32487 | 42667 | 33962 | 37427 | 18881 | 30140.37 | 14487 | 63508.37
CCL Shakti R3 GCV | Kcal/Kg | 3875 | 3889.12 | 3866.8452 | 3752.9126 | 3814.5036 | 3750.1003 | 3652.2921 | 3746.9362 |  | 3661.9362
CCL Shakti R3 Landed Price | Rs/MT | 3471 | 3278 | 3319 | 3400 | 3694 | 3619 | 3588 | 3634.226 | 1047.0488 | 3834.226
CCL Shakti Coal Consumption | MT | 3710 | 3390 | 1858 | 0 | 21813 | 10656.1 | 15890 | 48359.1
CCL Shakti GCV | Kcal/Kg | 3682 | 3609.12 | 3674.2766 | 0 | 3787.3101 | 3534.1921 | 3800.3649 | 3735.8243 |  | 3650.8243
CCL Shakti Landed Price | Rs/MT | 3305 | 2974 | 3193 | 0 | 3533 | 3636 | 3833 | 3654.2715 | 1055.7264 | 3854.2715
MCL Shakti Coal Consumption | MT | 8442 | 0 | 8742 | 6202 | 3437.7 | 5100.43 | 5996 | 14534.13
MCL Shakti GCV | Kcal/Kg | 3274 | 0 | 3378.2317 | 3273.1994 | 3373.31 | 3142.3815 | 2692.3406 | 3011.3395 |  | 2926.3395
MCL Shakti Landed Price | Rs/MT | 2765 | 0 | 2606 | 2863 | 2622 | 2680 | 2656 | 2656.3804 | 907.7485 | 2656.3804
ECL Shakti Coal Consumption | MT | 0 | 0 | 116 | 2902 | 2019 | 4346 | 7087 | 13452
ECL Shakti GCV | Kcal/Kg | 0 | 0 | 4883.1873 | 4846.9854 | 4882.2427 | 4853.4212 | 4845.6263 | 4853.6403 |  | 4768.6403
ECL Shakti Landed Price | Rs/MT | 0 | 0 | 5371 | 5579 | 5729 | 5649 | 5625 | 5648.3631 | 1184.4808 | 5648.3631
Tailing Coal Consumption | MT | 0 | 0 | 0 | 0 | 423 | 0 | 0 | 423
Tailing GCV | Kcal/Kg | 0 | 0 | 0 | 0 | 2960.3022 | 0 | 0 | 2960.3022 |  | 2960.3022
Tailing Landed Price | Rs/MT | 0 | 0 | 0 | 0 | 4571 | 0 | 0 | 4571 |  | 4571
P2 Coal Consumption | MT | 0 | 0 | 0 | 0 | 1277 | 0 | 0 | 1277
P2 GCV | Kcal/Kg | 0 | 0 | 0 | 0 | 2960.3022 | 0 | 0 | 2960.3022 |  | 2960.3022
P2 Landed Price | Rs/MT | 0 | 0 | 0 | 0 | 2021 | 0 | 0 | 2021 |  | 2021
LDO Consumption | KL | 1.5 | 26 | 5 | 1 | 4 | 2.5 | 6 | 12.5
LDO GCV | Kcal/L | 8463.87 | 8542.3 | 8566 | 8659 | 8408.4 | 8468.8 | 8330.4 | 8383.04 |  | 8383.04
LDO Landed Price | Rs/KL | 73904.79 | 73904.79 | 70069 | 69635 | 69635 | 69643.79 | 70010 | 69816.758 | 8328.3341 | 69816.758
LDO Consumption
Unit-2
Gross Generation | kWh | 60413952 | 66201600 | 73293824 | 74428416 | 72409088 | 80635904 | 62504960
Net Generation | kWh | 54148692.0034 | 59624478.2606 | 65848681.3827 | 66781748.5912 | 64960999.5238 | 72591006.9956 | 56029904.0205
Normative specific LDO consumption | ml/kWh | 0.5 | 0.5 | 0.5 | 0.5 | 0.5 | 0.5 | 0.5
Total LDO consumption | KL | 30.207 | 33.1008 | 36.6469 | 37.2142 | 36.2045 | 40.318 | 31.2525
Unit-3
Gross Generation | kWh | 65726464 | 70125568 | 66142208 | 68734976 | 71215104 | 73996288 | 67229696
Net Generation | kWh | 59512847.0105 | 63728018.3455 | 59787197.23 | 62077255.5105 | 64471835.526 | 66920415.5904 | 60740759.8202
Normative specific LDO consumption | ml/kWh | 0.5 | 0.5 | 0.5 | 0.5 | 0.5 | 0.5 | 0.5
Total LDO consumption | KL | 32.8632 | 35.0628 | 33.0711 | 34.3675 | 35.6076 | 36.9981 | 33.6148

## Capex-Com
[6 empty] | Projection of Capitalisation | [9 empty] | Decapitalisation | [5 empty] | 3.6457
Deptt | Sl. No. | Unit No. | Description | Quantity | Proposed Budget (Lakhs) | FY-26 | FY-27 | FY-28 | FY-29 | FY-30 | FY-31 | FY-32 | FY-33 | FY-34 | FY-35 | FY-26 | FY-27 | FY-28 | FY-29 | FY-30 | FY-31
MMD |  | Common | Jemco MCC retrofitting | 1 | 21.9178 | 0 | 21.9178 | 0 | 0 | 0 | 0 | 0 | 0 | 0 | 0 | 0 | 6.012 | 0 | 0 | 0 | 0
MMD |  | Common | Installation of Wheel gripper and other devices as per RDSO guideline (R33 rev.02) in wagon tippler | 2 Sets | 74.5205 | 37.2603 | 37.2603 | 0 | 0 | 0 | 0 | 0 | 0 | 0 | 0 | 10.2205 | 10.2205 | 0 | 0 | 0 | 0
|  |  | It Infrastructure upgradation | 1 | 109.589 | Projection of Capitalisation FY-26: 54.7945; Projection of Capitalisation FY-27: 54.7945; Projection of Capitalisation FY-28: 0; Projection of Capitalisation FY-29: 0; Projection of Capitalisation FY-30: 0; Projection of Capitalisation FY-31: 0
Total Capex requirement |  |  |  |  | 206.0274 | 92.0548 | 113.9726 | 0 | 0 | 0 | 0 | 0 | 0 | 0 | 0 | 10.2205 | 16.2325 | 0 | 0 | 0 | 0
[16 empty] | 0.1022 | 0.16232 | 0 | 0 | 0 | 0
|  |  | Capex for MYT |  | 2.0603 | 0.92055 | 1.1397 | 0 | 0 | 0 | 0 | 0 | 0 | 0 | 0 | 0.1022 | 0.16232 | 0 | 0 | 0 | 0
Deptt | Sl. No. | Unit No. | Description | Quantity | Proposed Budget (Lakhs) for 5 year | Projection of Capitalisation FY-26: FY-27; Projection of Capitalisation FY-27: FY-28; Projection of Capitalisation FY-28: FY-29; Projection of Capitalisation FY-29: FY-30; Projection of Capitalisation FY-30: FY-31
EMD | 68 | Common | Jemco MCC retrofitting | 1 | 50 | Projection of Capitalisation FY-27: 50
MMD | 41 | Common | Installation of Wheel gripper and other devices as per RDSO guideline (R33 rev.02) in wagon tippler | 2 Sets | 170 | Projection of Capitalisation FY-26: 85; Projection of Capitalisation FY-27: 85
|  |  | IT Infrastructure upgradation | 1 | 250 | Projection of Capitalisation FY-26: 125; Projection of Capitalisation FY-27: 125; Projection of Capitalisation FY-28: 0; Projection of Capitalisation FY-29: 0; Projection of Capitalisation FY-30: 0
Allocation to Unit 2 and 3
|  |  | Jemco MCC retrofitting | 1 | 21.9178 | Projection of Capitalisation FY-26: 0; Projection of Capitalisation FY-27: 21.9178; Projection of Capitalisation FY-28: 0; Projection of Capitalisation FY-29: 0; Projection of Capitalisation FY-30: 0
|  |  | Installation of Wheel gripper and other devices as per RDSO guideline (R33 rev.02) in wagon tippler | 2 Sets | 74.5205 | Projection of Capitalisation FY-26: 37.2603; Projection of Capitalisation FY-27: 37.2603; Projection of Capitalisation FY-28: 0; Projection of Capitalisation FY-29: 0; Projection of Capitalisation FY-30: 0
|  |  | IT Infrastructure upgradation | 1 | 109.589 | Projection of Capitalisation FY-26: 54.7945; Projection of Capitalisation FY-27: 54.7945; Projection of Capitalisation FY-28: 0; Projection of Capitalisation FY-29: 0; Projection of Capitalisation FY-30: 0
|  |  | Unit-2&3 | 240
|  |  | Total Capacity | 547.5
|  |  | Total Capacity( exc. Unit-1) | 480
|  |  | Select | 547.5 | Total Capacity
|  |  | Allocation ratio | 43.84%

## Capex 2&3
Deptt | Unit No. | Description | Quantity | Proposed Budget (Lakhs) | FY-27 | FY-28 | FY-29 | FY-30 | FY-31 | FY-27 | FY-28 | FY-29 | FY-30 | FY-31 | 3.6457
Standalone unit 2
EMD | 2 | U#2 Unit Battery Bank-220V | 1-Bank | 55 | 55 | 0 | 0 | 0 | 0 | 14.9286 | 0 | 0 | 0 | 0 | 3.6842
EMD | 2 | U-2 24v bank-1 | 1 | 25 | 25 | 0 | 0 | 0 | 0 | 6.7857 | 0 | 0 | 0 | 0 | 3.7232
IMD | 2 | Unit#2 Revamping of SWAS | 1 lot | 125 | 125 | 0 | 0 | 0 | 0 | 33.9286 | 0 | 0 | 0 | 0
|  | Sub-Total |  | 205 | 205 | 0 | 0 | 0 | 0 | 55.6429 | 0 | 0 | 0 | 0
Standalone unit 3
EMD | 3 | U#3 Unit Battery Bank-220V | 1-Bank | 55 | 55 | 0 | 0 | 0 | 0 | 14.9286 | 0 | 0 | 0 | 0
EMD | 3 | U-3 24v bank-1 & 2 | 1 | 50 | 50 | 0 | 0 | 0 | 0 | 13.5714 | 0 | 0 | 0 | 0
IMD | 3 | Unit#3 Revamping of SWAS | 1 lot | 125 | 0 | 125 | 0 | 0 | 0 | 0 | 33.5736 | 0 | 0 | 0
|  | Sub-Total |  | 230 | 105 | 125 | 0 | 0 | 0 | 28.5 | 33.5736 | 0 | 0 | 0
Unit 2 and 3
MMD | 2&3 | Turning Gear Hydraulic Motor | 2 Set | 92.5 | 46.25 | 46.25 |  | 0 | 0 | 12.5536 | 12.4222 | 0 | 0 | 0
MMD | 2&3 | Turbine Parting plane fasteners | 2 Sets | 860 | 860 |  | 0 |  | 0 | 233.4287 | 0 | 0 | 0 | 0
MMD | 2&3 | LP Turbine last stage blades | 2 Sets | 500 | 500 |  | 0 |  | 0 | 135.7143 | 0 | 0 | 0 | 0
MMD | 2&3 | CT Tower Fills pack assembly | 12 Sets | 800 | 400 | 400 | 0 | 0 | 0 | 108.5715 | 107.4354 | 0 | 0 | 0
MMD | 2&3 | Ash conveying Pipe & Bends | 2 Lots | 2100 | 420 | 420 | 420 | 420 | 420 | 114 | 112.8071 | 111.6267 | 110.4587 | 109.3028
MMD | 2&3 | Ash Slurry and Recovery pumps system | 2 Lots | 500 | 150 | 200 | 150 |  | 0 | 40.7143 | 53.7177 | 39.8667 | 0 | 0
MMD | 2&3 | Main Plant Structure Refurbishment (Boiler, Coal Mill, Ash Plant & Aux. System) | 2 Set | 900 | 180 | 180 | 180 | 180 | 180 | 48.8572 | 48.3459 | 47.84 | 47.3394 | 46.8441
MMD | 2&3 | APH Tube replacement | 90000 Tube | 2200 | 500 | 500 | 500 | 500 | 200 | 135.7143 | 134.2942 | 132.889 | 131.4984 | 52.049
MMD | 2&3 | Coal Bends , MPO , Coal pipe | 2 Lots | 500 | 100 | 100 | 150 | 150 | 0 | 27.1429 | 26.8588 | 39.8667 | 39.4495 | 0
MMD | 2&3 | Chimney structure & Landing platform Refurbishment | 2 Set | 400 | 200 | 200 | 0 | 0 | 0 | 54.2857 | 53.7177 | 0 | 0 | 0
MMD | 2&3 | CHP LT Breaker Replacement | 11 | 40 | 20 | 20 | 0 | 0 | 0 | 5.4286 | 5.3718 | 0 | 0 | 0
MMD | 2&3 | CHP LT Breaker Replacement | 14 | 35 | 20 | 15 | 0 | 0 | 0 | 5.4286 | 4.0288 | 0 | 0 | 0
EMD | 2&3 | 132kV ABB BLK Breaker Replacement | 7 | 60 | 30 | 30 | 0 | 0 | 0 | 8.1429 | 8.0577 | 0 | 0 | 0
EMD | 2&3 | FBT for change over relay | 2 | 30 | 30 | 0 | 0 | 0 | 0 | 8.1429 | 0 | 0 | 0 | 0
EMD | 2&3 | Testing Equipments | 3 | 50 | 25 | 25 | 0 | 0 | 0 | 6.7857 | 6.7147 | 0 | 0 | 0
|  | U#2/3 Station Battery Bank (220V DC) | 1-Bank | 70 | 70 |  |  |  |  | 19 | 0 | 0 | 0 | 0
IMD | 2&3 | Master Clock System | 1 lot | 150 | 0 | 150 | 0 | 0 | 0 | 0 | 40.2883 | 0 | 0 | 0
IMD | 2&3 | CT Chemical dosing system | 2 | 127 | 127 |  | 0 | 0 | 0 | 34.4714 | 0 | 0 | 0 | 0
C&E | 2&3 | Fire equipment/system upgradation | 1 | 700 | 300 | 300 | 100 | 0 | 0 | 81.4286 | 80.5765 | 26.5778 | 0 | 0
|  | Sub-Total |  | 10114.5 | 3978.25 | 2586.25 | 1500 | 1250 | 800 | 1079.8111 | 694.6369 | 398.6669 | 328.746 | 208.1958
Common (Apportioned for Unit 2 and 3)
|  | Jemco MCC retrofitting |  | 21.9178 | 21.9178 |  |  |  |  | 5.9491 | 0 | 0 | 0 | 0
|  | Installation of Wheel gripper and other devices as per RDSO guideline (R33 rev.02) in wagon tippler |  | 74.5205 | 37.2603 | 37.2603 |  |  |  | 10.1135 | 10.0077 | 0 | 0 | 0
|  | IT Infrastructure upgradation | 1 | 109.589 | 54.7945 | 54.7945 | 0 | 0 | 0 | 14.8728 | 14.7172 | 0 | 0 | 0
|  | Sub-Total |  | 206.0274 | 113.9726 | 92.0548 | 0 | 0 | 0 | 30.9354 | 24.7249 | 0 | 0 | 0
|  | Total Capex |  | 10755.5274 | 4402.2226 | 2803.3048 | 1500 | 1250 | 800 | 1194.8895 | 752.9353 | 398.6669 | 328.746 | 208.1958
0
|  | Proposed Capex for MYT |  |  | FY-27: Add-Cap; FY-27: Decap
|  |  |  | Total (Rs. Cr.) | FY-27 | FY-28 | FY-29 | FY-30 | FY-31 | FY-27 | FY-28 | FY-29 | FY-30 | FY-31
|  | Unit 2 |  | 2.05 | 2.05 | 0 | 0 | 0 | 0 | 0.55643 | 0 | 0 | 0 | 0
|  | Unit-3 |  | 2.3 | 1.05 | 1.25 | 0 | 0 | 0 | 0.285 | 0.33574 | 0 | 0 | 0
|  | Unit 2+ Unit 3 |  | 101.145 | 39.7825 | 25.8625 | 15 | 12.5 | 8 | 10.7981 | 6.9464 | 3.9867 | 3.2875 | 2.082
|  | Bifurcation between units (50:50) |  | 50.5725 | 19.8912 | 12.9313 | 7.5 | 6.25 | 4 | 5.3991 | 3.4732 | 1.9933 | 1.6437 | 1.041
|  | Bircation of capex for common (50:50) |  | 1.0301 | 0.56986 | 0.46027 | 0 | 0 | 0 | 0.15468 | 0.12362 | 0 | 0 | 0
|  | Unit 2 |  | 53.6526 | 22.5111 | 13.3915 | 7.5 | 6.25 | 4 | 6.1102 | 3.5968 | 1.9933 | 1.6437 | 1.041
|  | Unit-3 |  | 53.9026 | 21.5111 | 14.6415 | 7.5 | 6.25 | 4 | 5.8387 | 3.9325 | 1.9933 | 1.6437 | 1.041
Spilled Over Work from FY26 APR
For Unit 2
|  | Upgradation of Cyber Security |  | 3.57 | Add-Cap FY-27: 3.57; Decap FY-27: 0
|  | Spray Nozzle for Boiler |  | 0.7 | Add-Cap FY-27: 0.7; Decap FY-27: 0.19201 | Original
|  | Upgradation of DAVR(Digital Automatic Voltage Regulator) |  | 1.3 | Add-Cap FY-27: 1.3; Decap FY-27: 0.35659 | Original
|  | Total Proposed Capitalisation for MYT |  | 5.57 | Add-Cap FY-27: 5.57; Decap FY-27: 0.5486
Total Proposed Capitalisation for MYT
Assets capitalised
Already Approved
|  | Unit-2 |  | 5.57 | Add-Cap FY-27: 5.57; Decap FY-27: 0.5486
|  | Unit-3 |  | 0
New Schemes
|  | Unit-2 |  | 53.6526 | 22.5111 | 13.3915 | 7.5 | 6.25 | 4 | 6.1102 | 3.5968 | 1.9933 | 1.6437 | 1.041
|  | Unit-3 |  | 53.9026 | 21.5111 | 14.6415 | 7.5 | 6.25 | 4 | 5.8387 | 3.9325 | 1.9933 | 1.6437 | 1.041
Total GFA Addiiton
|  | Unit -2 |  | 59.2226 | 28.0811 | 13.3915 | 7.5 | 6.25 | 4 | 6.6588 | 3.5968 | 1.9933 | 1.6437 | 1.041
|  | Unit-3 |  | 53.9026 | 21.5111 | 14.6415 | 7.5 | 6.25 | 4 | 5.8387 | 3.9325 | 1.9933 | 1.6437 | 1.041
|  |  |  | 113.1253 | Decap FY-27: 29.3829
|  |  |  | TRUE | Decap FY-27: 83.7423
Summary of Proposed Capex/Capitalisation
|  | Unit -2 |  |  | FY-27 | FY-28 | FY-29 | FY-30 | FY-31 | Total
|  | Already Approved Schemes |  |  | 5.57 | 0 | 0 | 0 | 0 | 5.57
|  | New Schemes |  |  | 22.5111 | 13.3915 | 7.5 | 6.25 | 4 | 53.6526
|  | Decap |  |  | 6.6588 | 3.5968 | 1.9933 | 1.6437 | 1.041 | 14.9336
|  | Net Add Cap |  |  | 21.4224 | 9.7947 | 5.5067 | 4.6063 | 2.959 | 44.289
|  | Unit -3 |  |  | FY-27 | FY-28 | FY-29 | FY-30 | FY-31 | Total
|  | Already Approved Schemes |  |  | 0 | 0 | 0 | 0 | 0 | 0
|  | New Schemes |  |  | 21.5111 | 14.6415 | 7.5 | 6.25 | 4 | 53.9026
|  | Decap |  |  | 5.8387 | 3.9325 | 1.9933 | 1.6437 | 1.041 | 14.4493
|  | Net Add Cap |  |  | 15.6724 | 10.709 | 5.5067 | 4.6063 | 2.959 | 39.4533
Capex Plan for Unit-2
Standalone unit 2
|  | U#2 Unit Battery Bank-220V |  | 55 | 55 | 0 | 0 | 0 | 0 | 14.9286 | 0 | 0 | 0 | 0
|  | U-2 24v bank-1 |  | 25 | 25 | 0 | 0 | 0 | 0 | 6.7857 | 0 | 0 | 0 | 0
|  | Unit#2 Revamping of SWAS |  | 125 | 125 | 0 | 0 | 0 | 0 | 33.9286 | 0 | 0 | 0 | 0
|  | Sub-Total |  | 205 | 205 | 0 | 0 | 0 | 0 | 55.6429 | 0 | 0 | 0 | 0
Allocation to Unit-2 (form Unit 2 and 3 combined capex plan)
|  | Turning Gear Hydraulic Motor |  | 46.25 | 23.125 | 23.125 | 0 | 0 | 0 | 6.2768 | 6.2111 | 0 | 0 | 0
|  | Turbine Parting plane fasteners |  | 430 | 430 | 0 | 0 | 0 | 0 | 116.7143 | 0 | 0 | 0 | 0
|  | LP Turbine last stage blades |  | 250 | 250 | 0 | 0 | 0 | 0 | 67.8572 | 0 | 0 | 0 | 0
|  | CT Tower Fills pack assembly |  | 400 | 200 | 200 | 0 | 0 | 0 | 54.2857 | 53.7177 | 0 | 0 | 0
|  | Ash conveying Pipe & Bends |  | 1050 | 210 | 210 | 210 | 210 | 210 | 57 | 56.4036 | 55.8134 | 55.2293 | 54.6514
|  | Ash Slurry and Recovery pumps system |  | 250 | 75 | 100 | 75 | 0 | 0 | 20.3572 | 26.8588 | 19.9333 | 0 | 0
|  | Main Plant Plant Structure Refurbishment (Boiler, Coal Mill, Ash Plant & Aux. System) |  | 450 | 90 | 90 | 90 | 90 | 90 | 24.4286 | 24.173 | 23.92 | 23.6697 | 23.422
|  | APH Tube replacement |  | 1100 | 250 | 250 | 250 | 250 | 100 | 67.8572 | 67.1471 | 66.4445 | 65.7492 | 26.0245
|  | Coal Bends , MPO , Coal pipe |  | 250 | 50 | 50 | 75 | 75 | 0 | 13.5714 | 13.4294 | 19.9333 | 19.7248 | 0
|  | Chimney structure & Landing platform Refurbishment |  | 200 | 100 | 100 | 0 | 0 | 0 | 27.1429 | 26.8588 | 0 | 0 | 0
|  | CHP LT Breaker Replacement |  | 20 | 10 | 10 | 0 | 0 | 0 | 2.7143 | 2.6859 | 0 | 0 | 0
|  | CHP LT Breaker Replacement |  | 17.5 | 10 | 7.5 | 0 | 0 | 0 | 2.7143 | 2.0144 | 0 | 0 | 0
|  | 132kV ABB BLK Breaker Replacement |  | 30 | 15 | 15 | 0 | 0 | 0 | 4.0714 | 4.0288 | 0 | 0 | 0
|  | FBT for change over relay |  | 15 | 15 | 0 | 0 | 0 | 0 | 4.0714 | 0 | 0 | 0 | 0
|  | Testing Equipments |  | 25 | 12.5 | 12.5 | 0 | 0 | 0 | 3.3929 | 3.3574 | 0 | 0 | 0
|  | U#2/3 Station Battery Bank (220V DC) |  | 35 | 35 | 0 | 0 | 0 | 0 | 9.5 | 0 | 0 | 0 | 0
|  | Master Clock System |  | 75 | 0 | 75 | 0 | 0 | 0 | 0 | 20.1441 | 0 | 0 | 0
|  | CT Chemical dosing system |  | 63.5 | 63.5 | 0 | 0 | 0 | 0 | 17.2357 | 0 | 0 | 0 | 0
|  | Fire equipment/system upgradation |  | 350 | 150 | 150 | 50 | 0 | 0 | 40.7143 | 40.2883 | 13.2889 | 0 | 0
|  | Sub-Total |  | 5057.25 | 1989.125 | 1293.125 | 750 | 625 | 400 | 539.9056 | 347.3184 | 199.3334 | 164.373 | 104.0979
Allocation to Unit-2 from Common Capex
|  | Jemco MCC retrofitting |  | 10.9589 | 10.9589 | 0 | 0 | 0 | 0 | 2.9746 | 0 | 0 | 0 | 0
|  | Installation of Wheel gripper and other devices as per RDSO guideline (R33 rev.02) in wagon tippler |  | 37.2603 | 18.6301 | 18.6301 | 0 | 0 | 0 | 5.0568 | 5.0038 | 0 | 0 | 0
|  | IT Infrastructure upgradation |  | 54.7945 | 27.3973 | 27.3973 | 0 | 0 | 0 | 7.4364 | 7.3586 | 0 | 0 | 0
|  | Sub-Total |  | 103.0137 | 56.9863 | 46.0274 | 0 | 0 | 0 | 15.4677 | 12.3624 | 0 | 0 | 0
|  | Total Capex |  | 5365.2637 | 2251.1113 | 1339.1524 | 750 | 625 | 400 | 611.0162 | 359.6809 | 199.3334 | 164.373 | 104.0979
|  |  |  | 53.6526 | 22.5111 | 13.3915 | 7.5 | 6.25 | 4 | 6.1102 | 3.5968 | 1.9933 | 1.6437 | 1.041
|  |  |  | 53.6526 | 22.5111 | 13.3915 | 7.5 | 6.25 | 4 | 6.1102 | 3.5968 | 1.9933 | 1.6437 | 1.041
Capex Plan for Unit-3
Standalone unit 3
|  | U#2 Unit Battery Bank-220V |  | 55 | 55 | 0 | 0 | 0 | 0 | 14.9286 | 0 | 0 | 0 | 0
|  | U-2 24v bank-1 |  | 50 | 50 | 0 | 0 | 0 | 0 | 13.5714 | 0 | 0 | 0 | 0
|  | Unit#2 Revamping of SWAS |  | 125 | 0 | 125 | 0 | 0 | 0 | 0 | 33.5736 | 0 | 0 | 0
|  | Sub-Total |  | 230 | 105 | 125 | 0 | 0 | 0 | 28.5 | 33.5736 | 0 | 0 | 0
Allocation to Unit-3 (form Unit 2 and 3 combined capex plan)
|  | Turning Gear Hydraulic Motor |  | 46.25 | 23.125 | 23.125 | 0 | 0 | 0 | 6.2768 | 6.2111 | 0 | 0 | 0
|  | Turbine Parting plane fasteners |  | 430 | 430 | 0 | 0 | 0 | 0 | 116.7143 | 0 | 0 | 0 | 0
|  | LP Turbine last stage blades |  | 250 | 250 | 0 | 0 | 0 | 0 | 67.8572 | 0 | 0 | 0 | 0
|  | CT Tower Fills pack assembly |  | 400 | 200 | 200 | 0 | 0 | 0 | 54.2857 | 53.7177 | 0 | 0 | 0
|  | Ash conveying Pipe & Bends |  | 1050 | 210 | 210 | 210 | 210 | 210 | 57 | 56.4036 | 55.8134 | 55.2293 | 54.6514
|  | Ash Slurry and Recovery pumps system |  | 250 | 75 | 100 | 75 | 0 | 0 | 20.3572 | 26.8588 | 19.9333 | 0 | 0
|  | Main Plant Plant Structure Refurbishment (Boiler, Coal Mill, Ash Plant & Aux. System) |  | 450 | 90 | 90 | 90 | 90 | 90 | 24.4286 | 24.173 | 23.92 | 23.6697 | 23.422
|  | APH Tube replacement |  | 1100 | 250 | 250 | 250 | 250 | 100 | 67.8572 | 67.1471 | 66.4445 | 65.7492 | 26.0245
|  | Coal Bends , MPO , Coal pipe |  | 250 | 50 | 50 | 75 | 75 | 0 | 13.5714 | 13.4294 | 19.9333 | 19.7248 | 0
|  | Chimney structure & Landing platform Refurbishment |  | 200 | 100 | 100 | 0 | 0 | 0 | 27.1429 | 26.8588 | 0 | 0 | 0
|  | CHP LT Breaker Replacement |  | 20 | 10 | 10 | 0 | 0 | 0 | 2.7143 | 2.6859 | 0 | 0 | 0
|  | CHP LT Breaker Replacement |  | 17.5 | 10 | 7.5 | 0 | 0 | 0 | 2.7143 | 2.0144 | 0 | 0 | 0
|  | 132kV ABB BLK Breaker Replacement |  | 30 | 15 | 15 | 0 | 0 | 0 | 4.0714 | 4.0288 | 0 | 0 | 0
|  | FBT for change over relay |  | 15 | 15 | 0 | 0 | 0 | 0 | 4.0714 | 0 | 0 | 0 | 0
|  | Testing Equipments |  | 25 | 12.5 | 12.5 | 0 | 0 | 0 | 3.3929 | 3.3574 | 0 | 0 | 0
|  | U#2/3 Station Battery Bank (220V DC) |  | 35 | 35 | 0 | 0 | 0 | 0 | 9.5 | 0 | 0 | 0 | 0
|  | Master Clock System |  | 75 | 0 | 75 | 0 | 0 | 0 | 0 | 20.1441 | 0 | 0 | 0
|  | CT Chemical dosing system |  | 63.5 | 63.5 | 0 | 0 | 0 | 0 | 17.2357 | 0 | 0 | 0 | 0
|  | Fire equipment/system upgradation |  | 350 | 150 | 150 | 50 | 0 | 0 | 40.7143 | 40.2883 | 13.2889 | 0 | 0
|  | Sub-Total |  | 5057.25 | 1989.125 | 1293.125 | 750 | 625 | 400 | 539.9056 | 347.3184 | 199.3334 | 164.373 | 104.0979
Allocation to Unit-3 from Common Capex
|  | Jemco MCC retrofitting |  | 10.9589 | 10.9589 | 0 | 0 | 0 | 0 | 2.9746 | 0 | 0 | 0 | 0
|  | Installation of Wheel gripper and other devices as per RDSO guideline (R33 rev.02) in wagon tippler |  | 37.2603 | 18.6301 | 18.6301 | 0 | 0 | 0 | 5.0568 | 5.0038 | 0 | 0 | 0
|  | IT Infrastructure upgradation |  | 54.7945 | 27.3973 | 27.3973 | 0 | 0 | 0 | 7.4364 | 7.3586 | 0 | 0 | 0
|  | Sub-Total |  | 103.0137 | 56.9863 | 46.0274 | 0 | 0 | 0 | 15.4677 | 12.3624 | 0 | 0 | 0
|  | Total Capex |  | 5390.2637 | 2151.1113 | 1464.1524 | 750 | 625 | 400 | 583.8733 | 393.2544 | 199.3334 | 164.373 | 104.0979
|  |  |  | 53.9026 | 21.5111 | 14.6415 | 7.5 | 6.25 | 4 | 5.8387 | 3.9325 | 1.9933 | 1.6437 | 1.041
|  |  |  | 53.9026 | 21.5111 | 14.6415 | 7.5 | 6.25 | 4 | 5.8387 | 3.9325 | 1.9933 | 1.6437 | 1.041

## O&M Exp
| Projection of O&M Expenses for Unit 2 | [8 empty] | Projection of O&M Expenses for Unit 3
| Particulars | FY27 | FY28 | FY29 | FY30 | FY31 | Total |  |  | Particulars | FY27 | FY28 | FY29 | FY30 | FY31 | Total
| Employee Expenses Exl Terminal Benefits | 11.1929 | 11.7476 | 12.3298 | 12.9409 | 13.5823 | 61.7934 |  |  | Employee Expenses Exl Terminal Benefits | 11.1864 | 11.7408 | 12.3227 | 12.9334 | 13.5744 | 61.7576
| Terminal Benefits | 0.90308 | 0.94783 | 0.99481 | 1.0441 | 1.0959 | 4.9857 |  |  | Terminal Benefits | 0.90308 | 0.94783 | 0.99481 | 1.0441 | 1.0959 | 4.9857
| R&M Expenses | 23.4767 | 25.6737 | 27.4421 | 29.0947 | 30.7936 | 136.4808 |  |  | R&M Expenses | 20.2061 | 21.8811 | 23.4485 | 24.8713 | 26.3329 | 116.7399
| A&G Expenses | [8 empty] | A&G Expenses | [5 empty] | 0
| Ash Disposal Expenses | 4.171 | 5.5318 | 4.5396 | 4.2411 | 5.0049 | 23.4885 |  |  | Ash Disposal Expenses | 4.9721 | 5.0422 | 4.936 | 3.9621 | 5.442 | 24.3544
| Raw Water Expenses | 6.3242 | 8.6105 | 7.3084 | 7.2169 | 8.4457 | 37.9057 |  |  | Raw Water Expenses | 7.6058 | 7.7302 | 7.9521 | 6.5992 | 9.1896 | 39.0769
| HO & SS expenses | 14.5924 | 15.3156 | 16.0746 | 16.8713 | 17.7075 | 80.5614 |  |  | HO & SS expenses | 14.2142 | 14.9187 | 15.6581 | 16.4341 | 17.2486 | 78.4738
| Application and Publication Expenses | 0.2006 | 0.2051 | 0.20981 | 0.21475 | 0.21995 | 1.0502 |  |  | Application and Publication Expenses | 0.2006 | 0.2051 | 0.20981 | 0.21475 | 0.21995 | 1.0502
| Other A&G Expenses | 6.8699 | 7.2104 | 7.5677 | 7.9428 | 8.3365 | 37.9273 |  |  | Other A&G Expenses | 6.3037 | 6.6161 | 6.944 | 7.2881 | 7.6493 | 34.8012
| Legal Expenses | 0.015235 | 0.015235 | 0.015235 | 0.015235 | 0.015235 | 0.076177 |  |  | Legal Expenses | 0.015235 | 0.015235 | 0.015235 | 0.015235 | 0.015235 | 0.076177
| Security Expenses | 0.92175 | 0.96743 | 1.0154 | 1.0657 | 1.1185 | 5.0888 |  |  | Security Expenses | 0.92175 | 0.96743 | 1.0154 | 1.0657 | 1.1185 | 5.0888
| Total | 68.6678 | 76.2253 | 77.4975 | 80.6476 | 86.32 | 389.3581 |  |  | Total | 66.529 | 70.0646 | 73.4966 | 74.4281 | 81.8863 | 366.4046
Projection for For Unit-2: |  |  |  |  | Mid Year |  |  | Base Year |  | Projection for ensuing MYT Period
| Particulars |  | 21 | 22 | 23 | 24 | 25 | 26 |  | 27 | 28 | 29 | 30 | 31
Employee Expenses
| Past year Employee Expenses Excl. Teminal Benefits |  | 7.4453 | 8.3624 | 8.8682 | 10.4105 | 11.0327
| Mid Year Value (Avg. Employee Expenses from FY21 to FY25) | 9.2238
| Growth Factor | [8 empty] | 0% | 0% | 0% | 0% | 0% | bar: Mid Year 23 to Base Year 26
| Inflation Index | 4.956%
| Projected Employee Expenses (Excl. Terminal Benefits) |  |  |  | 9.2238 | 9.681 | 10.1608 | 10.6643 |  | 11.1929 | 11.7476 | 12.3298 | 12.9409 | 13.5823
Terminal Benefits
| Inflation Index | 4.956% | Mid Year 25: Based on True Up FY25
3- Year CAGR
| Projected Terminal Benefits |  | Mid Year 25: 0.8198; Base Year 26: 0.86043 |  | 0.90308 | 0.94783 | 0.99481 | 1.0441 | 1.0959
Other A&G Expenses
| Past Year Other A&G Expenses |  | 7.6535 | 4.2961 | 5.3851 | 5.0572 | 5.9148
| Mid year value (Avg. other A&G Expenses from FY21 to FY25) | 5.6614
| Inflation Index | 4.956%
| Projected Other A&G Expenses |  |  |  | 5.6614 | 5.9419 | 6.2364 | 6.5455 |  | 6.8699 | 7.2104 | 7.5677 | 7.9428 | 8.3365
| HO & SS expenses |  | 11.6901 | 12.7564 | 9.5547 | 11.5302 | 14.5951
| Mid Year (Avg. other A&G Expenses from FY21 to FY25) | 12.0253
| Inflation Index | 4.956%
| Projected HO & SS expenses |  |  |  | 12.0253 | 12.6213 | 13.2468 | 13.9033 |  | 14.5924 | 15.3156 | 16.0746 | 16.8713 | 17.7075
Publication Expenses
| Inflation Index | 4.956% | Mid Year 25: Based on True Up FY25
| Publication Expenses |  | Mid Year 25: 0.08225; Base Year 26: 0.086326 |  | 0.090605 | 0.095095 | 0.099808 | 0.10475 | 0.10995
Legal Expenses:
| Past years Legal Expenses |  | 0.01 | 0.001773 | 0.01 | 0.029827 | 0.024577
| Mid Year Value | 0.015235
| Inflation Index | 0%
| Projected Legal Expenses |  |  |  | 0.015235 | 0.015235 | 0.015235 | 0.015235 |  | 0.015235 | 0.015235 | 0.015235 | 0.015235 | 0.015235
| R&M Expenses |  | 21: Acual opening GFA
| Opening GFA |  | 483.5212 | 488.6218 | 490.8929 | 491.2733 | 496.5782 | 499.7246 |  | 510.7587 | 532.1811 | 541.9758 | 547.4824 | 552.0887 |  | Opening GFA existing aasets +New assets
| R&M Expenses |  | 10.3402 | 25.1612 | 11.9088 | 13.7927 | 31.8692 | 21.8849 |  | 23.4767 | 25.6737 | 27.4421 | 29.0947 | 30.7936
| K Factor |  | 2.139% | 5.149% | 2.426% | 2.808% | 6.418%
| Avg K Factor | 3.788% |  |  | 3.788% | 3.788% | 3.788% | 3.788% |  | 4.379% | 4.379% | 4.379% | 4.379% | 4.379%
| Inflation Index | 4.956% |  |  | 4.956% | 4.956% | 4.956% | 4.956% |  | 4.956% | 4.956% | 4.956% | 4.956% | 4.956%
| K Factor with inflation |  |  |  | 3.788% | 3.976% | 4.173% | 4.379% |  | 4.596% | 4.824% | 5.063% | 5.314% | 5.578%
Projection for Unit-3:
Employee Expenses
| Past year Employee Expenses Excl. Teminal Benefits |  | 7.4453 | 8.3624 | 8.8682 | 10.3917 | 11.0248
| Base year expenses (Avg. Employee Expenses from FY21 to FY25) | 9.2185
| Growth Factor | [8 empty] | 0% | 0% | 0% | 0% | 0% | bar: Mid Year 23 to Base Year 26
| Inflation Index | 4.956%
| Projected Employee Expenses (Excl. Terminal Benefits) |  |  |  | 9.2185 | 9.6754 | 10.1549 | 10.6582 |  | 11.1864 | 11.7408 | 12.3227 | 12.9334 | 13.5744
Terminal Benefits
| Inflation Index | 4.956% | Mid Year 25: Based on True Up FY25
| Projected Terminal Benefits |  | Mid Year 25: 0.8198; Base Year 26: 0.86043 |  | 0.90308 | 0.94783 | 0.99481 | 1.0441 | 1.0959
Other A&G Expenses
| Past Year Other A&G Expenses |  | 7.4705 | 4.119 | 5.0803 | 3.6063 | 5.6976
| Mid year value (Avg. other A&G Expenses from FY21 to FY25) | 5.1947
| Inflation Index | 4.956%
| Projected Other A&G Expenses |  |  |  | 5.1947 | 5.4522 | 5.7224 | 6.006 |  | 6.3037 | 6.6161 | 6.944 | 7.2881 | 7.6493
| HO & SS expenses |  | 10.9897 | 11.3502 | 10.3482 | 11.8544 | 14.0259
| Mid year expenses (Avg. other A&G Expenses from FY21 to FY25) | 11.7137
| Inflation Index | 4.956%
| Projected HO & SS expenses |  |  |  | 11.7137 | 12.2942 | 12.9035 | 13.543 |  | 14.2142 | 14.9187 | 15.6581 | 16.4341 | 17.2486
Publication Expenses
Past Year Application and Publication Expenses
| Inflation Index | 4.956% | Mid Year 25: Based on True Up FY25
| Publication Expenses |  | Mid Year 25: 0.08225; Base Year 26: 0.086326 |  | 0.090605 | 0.095095 | 0.099808 | 0.10475 | 0.10995
Legal Expenses:
| Past years Legal Expenses |  | 0.01 | 0.001773 | 0.01 | 0.029827 | 0.024577
| Mid Year Value | 0.015235
| Inflation Index | 0%
| Projected Ash Legal Expenses |  |  |  | 0.015235 | 0.015235 | 0.015235 | 0.015235 |  | 0.015235 | 0.015235 | 0.015235 | 0.015235 | 0.015235
| R&M Expenses |  | 21: Actual opening GFA
| Opening GFA |  | 464.3335 | 473.2215 | 475.0056 | 475.6786 | 480.9838 | 480.9964 |  | 493.482 | 509.1543 | 519.8633 | 525.37 | 529.9763
| R&M Expenses |  | 21.7323 | 10.1941 | 11.5488 | 24.5486 | 11.7592 | 18.7649 |  | 20.2061 | 21.8811 | 23.4485 | 24.8713 | 26.3329
| K Factor |  | 4.68% | 2.154% | 2.431% | 5.161% | 2.445%
| Avg K Factor | 3.374% |  |  | 3.374% | 3.374% | 3.374% | 3.374% |  | 3.901% | 3.901% | 3.901% | 3.901% | 3.901%
| Inflation Index | 4.956% |  |  | 4.956% | 4.956% | 4.956% | 4.956% |  | 4.956% | 4.956% | 4.956% | 4.956% | 4.956%
| K Factor with inflation |  |  |  | 3.374% | 3.542% | 3.717% | 3.901% |  | 4.095% | 4.298% | 4.511% | 4.734% | 4.969%
O&M Expenses Approved by the Commission:
| For Unit-II | [8 empty] | For Unit-III
| Particulars |  | FY21 | FY22 | FY23 | FY24 | FY25 |  |  | Particulars | FY21 | FY22 | FY23 | FY24 | FY25
| Employee Expenses Exl Terminal Benefits |  | 8.45 | 8.41 | 9.38 | 9.72 | 10.29 |  |  | Employee Expenses Exl Terminal Benefits | 8.45 | 8.41 | 9.38 | 9.72 | 10.29
| Terminal Benefits |  | 0.58 | 0.5 | 0.4 | 0.67 | 0 |  |  | Terminal Benefits | 0.58 | 0.5 | 0.4 | 0.67 | 0
| R&M Expenses |  | 21.94 | 18.56 | 18.14 | 20.14 | 21.55 |  |  | R&M Expenses | 15.66 | 17.3 | 17.31 | 18.6 | 19.91
| A&G Expenses | [8 empty] | A&G Expenses
| Ash Disposal Expenses |  | 3.39 | 1.96 | 2.7 | 3.74 | 5.05 |  |  | Ash Disposal Expenses | 3.17 | 2.24 | 2.8 | 3.74 | 4.76
| Raw Water Expenses |  | 2.64 | 3.36 | 4.15 | 5.9 | 6.21 |  |  | Raw Water Expenses | 2.44 | 3.86 | 4.28 | 5.62 | 6.94
| HO & SS expenses |  | 11.53 | 12.72 | 13.59 | 14.1 | 14.92 |  |  | HO & SS expenses | 10.11 | 12.68 | 13.55 | 14.05 | 14.88
| Application and Publication Expenses |  | 0.43 | 0.07 | 0.2 | 0.13 | 0.22 |  |  | Application and Publication Expenses | 0.43 | 0.07 | 0.2 | 0.13 | 0.22
| Other A&G Expenses |  | 5.51 | 6.36 | 6.8 | 7.05 | 7.46 |  |  | Other A&G Expenses | 5.04 | 5.97 | 6.38 | 6.62 | 7
| Legal Expenses |  | 0 | 0.01 | 0.01 | 0.01 | 0.01 |  |  | Legal Expenses | 0 | 0.01 | 0.01 | 0.01 | 0.01
| Capital Spare |  | 0.34 | 0.36 | 0.37 | 0 | 0 |  |  | Capital Spare | 0.27 | 0.73 | 0 | 0 | 0
Opening GFA for computation of R&M expenses
|  |  | FY21 | FY22 | FY23 | FY24 | FY25 |  |  |  | FY21 | FY22 | FY23 | FY24 | FY25
| Opening GFA |  | 483.5212 | 488.6218 | 490.8929 | 491.2733 | 496.5782 |  |  |  | 464.3335 | 473.2215 | 475.0056 | 475.6786 | 480.9838
|  |  | 483.52 | 488.62 | 490.89 | 491.27 | 496.57 |  |  |  | 464.31 | 473.2 | 474.98 | 475.66 | 480.97
|  |  | FY27 | FY28 | FY29 | FY30 | FY31 |  |  |  |  | FY27 | FY28 | FY29 | FY30 | FY31
| Existing opening GFA |  | 510.7587 | 509.6699 | 506.0731 | 504.0798 | 502.4361 |  |  | Existing opening GFA |  | 493.482 | 487.6432 | 483.7107 | 481.7173 | 480.0736
| New Opening GFA |  | 0 | 22.5111 | 35.9026 | 43.4026 | 49.6526 |  |  | New Opening GFA |  | 0 | 21.5111 | 36.1526 | 43.6526 | 49.9026
| Total Opening GFA for R&M |  | 510.7587 | 532.1811 | 541.9758 | 547.4824 | 552.0887 |  |  | Total Opening GFA for R&M |  | 493.482 | 509.1543 | 519.8633 | 525.37 | 529.9763
|  |  | 510.7583 | 532.1806 | 541.9754 | 547.482 | 552.0883 |  |  |  |  | 493.4773 | 509.1497 | 519.8586 | 525.3653 | 529.9716
|  |  | 0.00041998 | 0.00041998 | 0.00041998 | 0.00041998 | 0.00041998 |  |  |  |  | 0.0046847 | 0.0046847 | 0.0046847 | 0.0046847 | 0.0046847
Growth Factor:
| Particulars |  | Submitted for FY 21 and thereafter | Sanctioned Strength(submitted) | Actual as on 31.03.2021 | Actual as on 31.03.2022 | Actual as on 31.03.2023 | Actual as on 31.03.2024 | Projected as on 31.03.2025 | 31.03.2026 | 31.03.2027 | 31.03.2028 | 31.03.2029 | 31.03.2030 | 31.03.2031
| Management Cadre |  | 136 | 136 | 142 | 150 | 153 | 153 | 157 | 157 | 157 | 157 | 157 | 157 | 157
| Non- Management Cadre |  | 43 | 43 | 43 | 43 | 42 | 42 | 42 | 42 | 42 | 42 | 42 | 42 | 42
| Total |  | 179 | 179 | 185 | 193 | 195 | 195 | 199 | 199 | 199 | 199 | 199 | 199 | 199
| Increase |  |  |  | 6 | 8 | 2 | 0 | 4 | 0 | 0 | 0 | 0 | 0 | 0
| In % (G) |  |  |  | 3.352% | 4.324% | 1.036% | 0% | 2.051% | 0% | 0% | 0% | 0% | 0% | 0%
Inflation Index:
| Particular |  | FY19 | FY20 | FY21 | FY22 | FY23 | FY24 | FY25
| CPI |  | 299.9167 | 322.5 | 338.694 | 356.064 | 377.616 | 397.2 | 410.64
| WPI |  | 119.7917 | 121.8 | 123.375 | 139.4083 | 152.525 | 151.4167 | 154.8583
| Wht Avg Index (0.55*CPI + 0.45*WPI) |  | 218.8604 | 232.185 | 241.8005 | 258.569 | 276.3251 | 286.5975 | 295.5383
| % Increase |  |  | 6.088% | 4.141% | 6.935% | 6.867% | 3.718% | 3.12%
| 5 year average | 4.956% | FY25: 22.22%
122.2%
| GFA for R&M Computation |  | FY21 | FY22 | FY23 | FY24 | FY25 | FY26 |  | FY27 | FY28 | FY29 | FY30 | FY31
| Opening GFA |  | FY24: 491.2733; FY25: 496.5782
GFA Addition
Special Allowance
| Particulars | UoM | 27 | 28 | 29 | 30 | 31 |  |  | Particulars | UoM | 27 | 28 | 29 | 30 | 31
| Installed Capacity | MW | 120 | 120 | 120 | 120 | 120 |  |  | Installed Capacity | MW | 120 | 120 | 120 | 120 | 120
| Per MW Special Allowance as per Regulation | Lakh/MW | 9.5 | 9.5 | 9.5 | 9.5 | 9.5 |  |  | Per MW Special Allowance as per Regulation | Lakh/MW | 9.5 | 9.5 | 9.5 | 9.5 | 9.5
| Special Allowance | Rs. Cr. | 11.4 | 11.4 | 11.4 | 11.4 | 11.4 |  |  | Special Allowance | Rs. Cr. | 11.4 | 11.4 | 11.4 | 11.4 | 11.4
Raw Water Charges
| Previous Control Period | UoM | FY21 | FY22 | FY23 | FY24 | FY25 |  |  | Previous Control Period | UoM | FY21 | FY22 | FY23 | FY24 | FY25
| Gross Generation | MUs | 747.5297 | 751.5269 | 881.2308 | 878.5121 | 802.7904 |  |  | Gross Generation | MUs | 669.7953 | 863.2822 | 907.1411 | 834.7843 | 882.7494
| Raw Water Consumption | m3 | 1915961.7894 | 1735917 | 1993007.3448 | 2032249.8709 | 1833667.1187 |  |  | Raw Water Consumption | m3 | 1729627.7896 | 1990347 | 2053097.6451 | 1934624.2905 | 2003658.9074
| Specific Raw Water Consumption | m3/MWh | 2.5631 | 2.3099 | 2.2616 | 2.3133 | 2.2841 |  |  | Specific Raw Water Consumption | m3/MWh | 2.5823 | 2.3056 | 2.2633 | 2.3175 | 2.2698
| Wtd. Avg Raw Water Consumption | m3/MWh | FY21: 2.3416 |  | Wtd. Avg Raw Water Consumption | m3/MWh | 2.3357
| Wtd. Avg Raw Water Consumption | 2.2552 | [7 empty] | Wtd. Avg Raw Water Consumption | 2.2663
| Ensuing Control Period | UoM | 27 | 28 | 29 | 30 | 31 |  |  | Ensuing Control Period | UoM | 27 | 28 | 29 | 30 | 31
| Gross Generation | MUs | 747.6134 | 946.8801 | 747.6134 | 686.749 | 747.6134 |  |  | Gross Generation | MUs | 901.404 | 852.2237 | 815.521 | 629.5637 | 815.521
| Specific Raw Water Consumption | m3/MWh | 2.3416 | 2.3416 | 2.3416 | 2.3416 | 2.3416 |  |  | Specific Raw Water Consumption | m3/MWh | 2.3357 | 2.3357 | 2.3357 | 2.3357 | 2.3357
| Raw Water Consumption | m3 | 1750645.506 | 2217257.2617 | 1750645.506 | 1608122.4818 | 1750645.506 |  |  | Raw Water Consumption | m3 | 2105429.6129 | 1990558.0325 | 1904830.6632 | 1470486.0585 | 1904830.6632
| Base Water Charge Rate | Rs./m3 | 18.9291 | 20.3488 | 21.875 | 23.5156 | 25.2793 |  |  | Base Water Charge Rate | Rs./m3 | 18.9291 | 20.3488 | 21.875 | 23.5156 | 25.2793
| Raw Water Tax Rate | Rs./m3 | 17.1957 | 18.4854 | 19.8718 | 21.3622 | 22.9643 |  |  | Raw Water Tax Rate | Rs./m3 | 17.1957 | 18.4854 | 19.8718 | 21.3622 | 22.9643
| Total Raw Water Charge Rate | Rs./m3 | 36.1248 | 38.8342 | 41.7468 | 44.8778 | 48.2436 |  |  | Total Raw Water Charge Rate | Rs./m3 | 36.1248 | 38.8342 | 41.7468 | 44.8778 | 48.2436
| Base Water Charges | Rs Cr. | 3.3138 | 4.5119 | 3.8295 | 3.7816 | 4.4255 |  |  | Base Water Charges | Rs Cr. | 3.9854 | 4.0506 | 4.1668 | 3.4579 | 4.8153
| Raw Water Tax | Rs Cr. | 3.0104 | 4.0987 | 3.4788 | 3.4353 | 4.0202 |  |  | Raw Water Tax | Rs Cr. | 3.6204 | 3.6796 | 3.7852 | 3.1413 | 4.3743
| Total Raw Water Expenses | Rs Cr. | 6.3242 | 8.6105 | 7.3084 | 7.2169 | 8.4457 |  |  | Total Raw Water Expenses | Rs Cr. | 7.6058 | 7.7302 | 7.9521 | 6.5992 | 9.1896
| Particulars | UoM | 26 | 27 | 28 | 29 | 30 | 31 |  | Particulars | UoM | 26 | 27 | 28 | 29 | 30 | 31
| Base Charges | Rs./m3 | 17.6085 | 18.9291 | 20.3488 | 21.875 | 23.5156 | 25.2793 |  | Base Charges | Rs./m3 | 17.6085 | 18.9291 | 20.3488 | 21.875 | 23.5156 | 25.2793
| Water Tax | Rs./m3 | 15.996 | 17.1957 | 18.4854 | 19.8718 | 21.3622 | 22.9643 |  | Water Tax | Rs./m3 | 15.996 | 17.1957 | 18.4854 | 19.8718 | 21.3622 | 22.9643
| Rate of Raw Water | Rs./m3 | 33.6045 | 36.1248 | 38.8342 | 41.7468 | 44.8778 | 48.2436 |  | Rate of Raw Water | Rs./m3 | 33.6045 | 36.1248 | 38.8342 | 41.7468 | 44.8778 | 48.2436
Filing Fees
| Installed Capacity | 120
| MYT Fee as per regulations | 3000000 | For 100 MW | 5000 | For each additional MW |  |  | 6000000 | Max | 700000
| MYT Fee | 3700000
| MYT Fee in Cr. | 0.37
| APR Fee as per regulations | 1500000 | For 100 MW | 5000 | For each additional MW |  |  | 4000000 | Max | 700000
| APR Fee | 2200000 | 27: 100000
| APR Fee in Cr. | 0.22
| Total Filing Fee | 0.11
| Publication Fee | 1645000 | 26: 0.1645; 27: 0.08225
For One Unit
Security Expenses
| Actual Secrity Expenses | [8 empty] | Projected Security Expenses
|  |  | FY21 | FY22 | FY23 | FY24 | FY25 | FY26 (Base Year) |  | FY27 | FY28 | FY29 | FY30 | FY31
| Unit 2 |  | 0.61518 | 0.68944 | 0.7832 | 0.75325 | 0.95692 | 0.87823 |  | 0.92175 | 0.96743 | 1.0154 | 1.0657 | 1.1185 | 4.956%
| Unit3 |  | 0.61518 | 0.68944 | 0.7832 | 0.75325 | 0.95692 | 0.87823 |  | 0.92175 | 0.96743 | 1.0154 | 1.0657 | 1.1185
Mid Year Value (FY23)
| Unit 2 | 0.7596
| Unit3 | 0.7596
| Inflation Index | 4.956%
Base Year Value
| Unit 2 |  |  |  | 0.7596 | 0.79724 | 0.83676 | 0.87823
| Unit3 |  |  |  | 0.7596 | 0.79724 | 0.83676 | 0.87823
Ash Disposal Expenses
Coal Projection as per Model
| Particulars |  | 27 | 28 | 29 | 30 | 31
| Unit-2 |  | 522100.5383 | 648456.7303 | 522100.5383 | 483505.9971 | 522100.5383
| Unit-3 |  | 622368.8599 | 591061.6245 | 567697.3866 | 451692.9514 | 567697.3866
| % of Ash to be considered |  | 26: 41%
Ash Generation
| Unit-2 |  | 214061.2207 | 265867.2594 | 214061.2207 | 198237.4588 | 214061.2207
| Unit-3 |  | 255171.2326 | 242335.266 | 232755.9285 | 185194.1101 | 232755.9285
| Total Ash Generation |  | 469232.4533 | 508202.5255 | 446817.1492 | 383431.5689 | 446817.1492
| Fly Ash Generation |  | 26: 80%
| Unit-2 |  | 171248.9765 | 212693.8075 | 171248.9765 | 158589.967 | 171248.9765
| Unit-3 |  | 204136.9861 | 193868.2128 | 186204.7428 | 148155.2881 | 186204.7428
| Total Fly Ash Generation |  | 375385.9626 | 406562.0204 | 357453.7193 | 306745.2551 | 357453.7193
| Bottom Ash Generation |  | 26: 20%
| Unit-2 |  | 42812.2441 | 53173.4519 | 42812.2441 | 39647.4918 | 42812.2441
| Unit-3 |  | 51034.2465 | 48467.0532 | 46551.1857 | 37038.822 | 46551.1857
| Total Bottom Ash Generation |  | 93846.4907 | 101640.5051 | 89363.4298 | 76686.3138 | 89363.4298
|  |  | TRUE | TRUE | TRUE | TRUE | TRUE
Allocation of Fly Ash based on current utilisation under different avenue
| Nuvoco | MT | 157662.1043 | 170756.0486 | 150130.5621 | 128833.0071 | 150130.5621
| Shree cement | MT | 56307.8944 | 60984.3031 | 53618.0579 | 46011.7883 | 53618.0579
| RMC with cost | MT | 52602.7397 | 52602.7397 | 52602.7397 | 52602.7397 | 52602.7397
| RMC with Zero Cost | MT | 18769.2981 | 20328.101 | 17872.686 | 15337.2628 | 17872.686
| Total fly ash utilisation | MT | 285342.0365 | 304671.1924 | 274224.0457 | 242784.7979 | 274224.0457
| Remaining fly ash | MT | 90043.9261 | 101890.828 | 83229.6736 | 63960.4572 | 83229.6736
| Pond ash (FA+BA) | MT | 183890.4167 | 203531.3331 | 172593.1035 | 140646.771 | 172593.1035
| 30% Moisture | MT | 239057.5417 | 264590.733 | 224371.0345 | 182840.8023 | 224371.0345
| Pond ash Disposal Cost | Rs | 81771664.1396 | 95030784.722 | 84614691.5046 | 72400472.8181 | 93287697.3838
Projected Rate of Fly Ash Utilization FY 27‐31
| Particulars | Utilization | UOM | FY26 | FY27 | FY28 | FY29 | FY30 | FY31
| Est. Pond Ash evacuated to fill low lying areas | 100% | Rs./Ton | 325.77 | 342.0585 | 359.1614 | 377.1195 | 395.9755 | 415.7742
| Est. Fly Ash Off‐take by Nuvoco | 42% | Rs./Ton | 0 | 0 | 0 | 0 | 0 | 0
| Est. Quantity of Ash Supplied to Shree Cement | 15% | Rs./Ton | 110 | 115.5 | 121.275 | 127.3388 | 133.7057 | 140.391
| Est. Qunatity Delivered to Brick Plant & RMC | 14.58% | Rs./Ton | 60 | 60 | 63 | 63 | 66.15 | 69.4575
Projected Ash Disposal Expenses of Unit 2 and Unit 3 for the Period FY 27 to FY 31
| Particulars | UoM | FY27 | FY28 | FY29 | FY30 | FY31
| Total Ash disposed to the Ash Pond | Ton | 183890.4167 | 203531.3331 | 172593.1035 | 140646.771 | 172593.1035
| Estimated evacuation of Pond Ash (% of opening stock) | % | 100% | 100% | 100% | 100% | 100%
| Ash Disposal from Pond during the year | Ton | 183890.4167 | 203531.3331 | 172593.1035 | 140646.771 | 172593.1035
| Closing stock of Ash in the Ash Pond at the end of the year | Ton | 0 | 0 | 0 | 0 | 0
| Moisture Addition during Ash Disposal | % | 30% | 30% | 30% | 30% | 30%
| Total Ash to be evacuated including moisture | Ton | 239057.5417 | 264590.733 | 224371.0345 | 182840.8023 | 224371.0345
| Est. Pond Ash evacuated to fill low lying areas | Ton | 239057.5417 | 264590.733 | 224371.0345 | 182840.8023 | 224371.0345
| Cost of Pond Ash evacuation | Rs in Cr | 8.1772 | 9.5031 | 8.4615 | 7.24 | 9.3288
| Est. Fly Ash Off‐take by Nuvoco | Ton | 157662.1043 | 170756.0486 | 150130.5621 | 128833.0071 | 150130.5621
| Cost of Fly Ash Utilization by Nuvoco | Rs in Cr | 0 | 0 | 0 | 0 | 0
| Est. Quantity of Ash Supplied to Shree Cement | Ton | 56307.8944 | 60984.3031 | 53618.0579 | 46011.7883 | 53618.0579
| Cost of Fly Ash Utilization by Shree Cement | Rs in Cr | 0.65036 | 0.73959 | 0.68277 | 0.6152 | 0.75275
| Est. Qunatity Delivered to Brick Plant & RMC | Ton | 52602.7397 | 52602.7397 | 52602.7397 | 52602.7397 | 52602.7397
| Cost of Fly Ash Utilization to Brick Plant & RMC | Rs in Cr | 0.31562 | 0.3314 | 0.3314 | 0.34797 | 0.36537
| Total Ash Disposal Expenses of Unit 2 & 3 | Rs in Cr | 9.1431 | 10.5741 | 9.4756 | 8.2032 | 10.4469
| Total Coal Consumption | MT | 1144469.3982 | 1239518.3548 | 1089797.9248 | 935198.9485 | 1089797.9248
| Projected Coal Consumption Unir-2 | MT | 522100.5383 | 648456.7303 | 522100.5383 | 483505.9971 | 522100.5383
| Projected Coal Consumption Unir-3 | MT | 622368.8599 | 591061.6245 | 567697.3866 | 451692.9514 | 567697.3866
| Ratio of coal consumption (Unit-2) | % | 45.62% | 52.32% | 47.91% | 51.7% | 47.91%
| Ratio of coal consumption (Unit-3) | % | 54.38% | 47.68% | 52.09% | 48.3% | 52.09%
| Ash Disposal Expenses: Unit-2 | Rs. Cr. | 4.171 | 5.5318 | 4.5396 | 4.2411 | 5.0049
| Ash Disposal Expenses: Unit-3 | Rs. Cr. | 4.9721 | 5.0422 | 4.936 | 3.9621 | 5.442

## O&M Work
Eployee expenses is excluding Terminal Benefits
R&M expenses has been considered along with cost towards Consumption of stores, oils etc
A&G Expenses include following Expenses
Finance Cost
Expenses considered for Norms of O&M Expenses
| Unit-2 |  |  |  |  | Unit-3
| 21 | 22 | 23 | 24 | 25 | 21 | 22 | 23 | 24 | 25
Employee Expeses (Excl. Term. Benefits) | 7.4453 | 8.3624 | 8.8682 | 10.4105 | 11.0327 | 7.4453 | 8.3624 | 8.8682 | 10.3917 | 11.0248 | 22.0575
Terminal Benefits | 0.58 | 0.5 | 0.4 | 0.66955 | 0.8198 | 0.58 | 0.5 | 0.4 | 0.66955 | 0.8198 | 1.6396
R&M Expenses | 10.3402 | 25.1612 | 11.9088 | 13.7927 | 31.8692 | 21.7323 | 10.1941 | 11.5488 | 24.5486 | 11.7592 | 43.6284
Other A&G Expenses | 8.7135 | 5.0584 | 6.3802 | 5.9703 | 7.0886 | 8.5305 | 4.8812 | 6.0754 | 4.5194 | 6.8713 | 13.9599
Adjustment
Publication and Filing Fees | 0.43481 | 0.071 | 0.20191 | 0.13004 | 0.19225 | 0.43481 | 0.071 | 0.20191 | 0.13004 | 0.19225 | 0.3845
Legal Fee | 0.01 | 0.001773 | 0.01 | 0.029827 | 0.024577 | 0.01 | 0.001773 | 0.01 | 0.029827 | 0.024577 | 0.049155
Security Expesnes | 0.61518 | 0.68944 | 0.7832 | 0.75325 | 0.95692 | 0.61518 | 0.68944 | 0.7832 | 0.75325 | 0.95692 | 1.9138
Net Other A&G Expenses | 7.6535 | 4.2961 | 5.3851 | 5.0572 | 5.9148 | 7.4705 | 4.119 | 5.0803 | 3.6063 | 5.6976 | 11.6124
| Unit-2 |  |  |  |  | Unit-3
O&M Expenses as per P&L | 21 | 22 | 23 | 24 | 25 | 21 | 22 | 23 | 24 | 25
Employee Benefit Expenses | 8.0253 | 8.8624 | 9.2682 | 10.4105 | 11.0327 | 8.0253 | 8.8624 | 9.2682 | 10.3917 | 11.0248
Terminal benefits |  |  |  | 0.66955 | 0.8198 |  |  |  | 0.66955 | 0.8198
Finance Cost | 0.0043032 | 0.060081 | 0.11615 | 1.2627 | 3.9408 | 0.018747 | 0.053319 | 0.11615 | 1.2643 | 3.939
Consumption of stores, oils etc | 1.4824 | 2.3795 | 2.3489 | 2.9808 | 1.2886 | 2.4035 | 1.4953 | 2.4489 | 3.8378 | 1.1891
Rent of land, Building, plant etc | 0.08979 | 0.089267 | 0.098402 | 0.11645 | 0.10111 | 0.08979 | 0.089267 | 0.094469 | 0.10129 | 0.10111
R&M | 8.8578 | 22.7817 | 9.56 | 10.812 | 30.5805 | 19.3288 | 8.6988 | 9.0999 | 20.7108 | 10.5701 | 41.1507
Rates and Taxes | 0.50701 | 0.24035 | 0.353 | 0.26198 | 0.23447 | 0.45926 | 0.24035 | 0.353 | 0.26198 | 0.24277
Insurance | 1.072 | 0.9106 | 0.96591 | 1.0158 | 1.0382 | 0.87405 | 0.74552 | 0.78561 | 0.82802 | 0.83922
Other Operating Expenses | 5.2949 | 1.8255 | 2.3412 | 1.559 | 2.5693 | 5.3902 | 1.8388 | 2.2519 | 0.38572 | 2.5678
Ash Disposal Expenses | 3.3869 | 1.9591 | 2.705 | 3.7423 | 3.7259 | 3.1692 | 2.2448 | 2.7974 | 3.5865 | 4.1378
Travelling and Convence Expenses | 0.14304 | 0.2986 | 0.32484 | 0.53169 | 0.44329 | 0.14304 | 0.2986 | 0.32494 | 0.53018 | 0.43588
Auditor Remineration | 0.00649 | 0.01888 | 0.0089 |  |  | 0.00649 | 0.01888 | 0.0089
Cost of Service Procured | 0.90412 | 1.0044 | 1.3909 | 1.3189 | 1.8659 | 0.8638 | 0.92178 | 1.3328 | 1.2787 | 1.7989
Miscellanous Expenses | 0.69623 | 0.67084 | 0.89708 | 1.1666 | 0.83637 | 0.70381 | 0.72796 | 0.92381 | 1.1336 | 0.88557
Allocation of Head Office Expenses | 11.6901 | 12.7564 | 9.5547 | 11.5302 | 14.5951 | 10.9897 | 11.3502 | 10.3482 | 11.8544 | 14.0259
Excluded from O&M Expenses
Depreciation | 0 | 0 | 0 | 0.018008 | 0.059292 | 0 | 0 | 0 | 0.01468 | 0.04793
Raw water Expenses | 4.4783 | 4.361 | 5.384 | 5.9023 | 5.7255 | 4.0473 | 5.0011 | 5.5484 | 5.618 | 6.2573
Provision for Bad Debt | -0.0021719 | 0 | 2.3432 | 0 | 0 | -0.0021719 | 0 | 2.7646 | 0 | 0
Exchange Loss | 0.0144 |  |  |  |  | 0.013475
Total Expenses | 46.6508 | 58.2185 | 47.6602 | 53.2986 | 78.8568 | 56.5243 | 42.5872 | 48.4672 | 62.4672 | 58.8831
Total Expenses as per P&L | 46.6508 | 58.2185 | 47.5602 | 53.2986 | 78.8568 | 56.5243 | 42.5872 | 49.2718 | 62.4672 | 58.8831
| 0 | 0 | 0.10002 | -2e-07 | 1.2021e-08 | 0 | 0 | -0.80457 | 1e-06 | -4.57e-08

## GFA
Proposed GFA Unit-2 | Projection for MYT Period | [5 empty] | Proposed GFA Unit-3 | Projection for MYT Period
Particulars | 27 | 28 | 29 | 30 | 31 |  | Particulars | 27 | 28 | 29 | 30 | 31
Opening GFA | 510.7583 | 532.1806 | 541.9754 | 547.482 | 552.0883 |  | Opening GFA | 493.4773 | 509.1497 | 519.8586 | 525.3653 | 529.9716
GFA Addition during year | 28.0811 | 13.3915 | 7.5 | 6.25 | 4 |  | GFA Addition during year | 21.5111 | 14.6415 | 7.5 | 6.25 | 4 |  | 113.1253 | TRUE
Decapitalisation | 6.6588 | 3.5968 | 1.9933 | 1.6437 | 1.041 |  | Decapitalisation | 5.8387 | 3.9325 | 1.9933 | 1.6437 | 1.041 |  | 29.3829 | TRUE
Closing GFA | 532.1806 | 541.9754 | 547.482 | 552.0883 | 555.0473 |  | Closing GFA | 509.1497 | 519.8586 | 525.3653 | 529.9716 | 532.9306 |  | 83.7423 | TRUE
Proposed IoL from FY 2026-27 to FY 2030-31- Unit 2 | [6 empty] | Proposed IoL from FY 2026-27 to FY 2030-31- Unit 3
Opening Loan | 21.3125 | 31.1269 | 28.2369 | 20.0476 | 10.0994 |  | Opening Loan | 22.8836 | 29.9162 | 30.3324 | 24.5041 | 16.9169 | Opening value is from APR
Loan Addition | 19.6568 | 9.3741 | 5.25 | 4.375 | 2.8 |  | Loan Addition | 15.0578 | 10.2491 | 5.25 | 4.375 | 2.8
Repayment of Loan | 9.8424 | 12.2641 | 13.4393 | 14.3232 | 12.8994 |  | Repayment of Loan | 8.0252 | 9.8328 | 11.0783 | 11.9622 | 12.7309
Closing Balance | 31.1269 | 28.2369 | 20.0476 | 10.0994 | 0 |  | Closing Balance | 29.9162 | 30.3324 | 24.5041 | 16.9169 | 6.986
Average Loan | 26.2197 | 29.6819 | 24.1423 | 15.0735 | 5.0497 |  | Average Loan | 26.3999 | 30.1243 | 27.4183 | 20.7105 | 11.9515
Rate of Interest | 11% | 11% | 11% | 11% | 11% |  | Rate of Interest | 11% | 11% | 11% | 11% | 11%
Interest on Loan | 2.8842 | 3.265 | 2.6556 | 1.6581 | 0.55547 |  | Interest on Loan | 2.904 | 3.3137 | 3.016 | 2.2782 | 1.3147
Rate of Interest: Bank rate on 1st April +200 Basis Points
Proposed RoE from FY 2026-27 to FY 2030-31- Unit 2 | [6 empty] | Proposed RoE from FY 2026-27 to FY 2030-31- Unit 3
Opening Equity | 153.2266 | 159.6533 | 162.5917 | 164.2437 | 165.6256 |  | Opening Equity | 148.0394 | 152.7412 | 155.9539 | 157.6059 | 158.9877 | Opening value is from APR
Net Equity Addition | 6.4267 | 2.9384 | 1.652 | 1.3819 | 0.88771 |  | Equity Addition | 4.7017 | 3.2127 | 1.652 | 1.3819 | 0.88771
Closing Balance of Equity | 159.6533 | 162.5917 | 164.2437 | 165.6256 | 166.5133 |  | Closing Balance of Equity | 152.7412 | 155.9539 | 157.6059 | 158.9877 | 159.8754
Average Equity Balance | 156.44 | 161.1225 | 163.4177 | 164.9347 | 166.0695 |  | Average Equity Balance | 150.3903 | 154.3475 | 156.7799 | 158.2968 | 159.4316
Rate of return on Equity | 15% | 15% | 15% | 15% | 15% |  | Rate of return on Equity | 15% | 15% | 15% | 15% | 15%
Tax Rate (Special Rate) | 25.17% | 25.17% | 25.17% | 25.17% | 25.17% |  | Tax Rate (Special Rate) | 25.17% | 25.17% | 25.17% | 25.17% | 25.17%
Rate of return on Equity (PreTax) | 20.05% | 20.05% | 20.05% | 20.05% | 20.05% |  | Rate of return on Equity (PreTax) | 20.05% | 20.05% | 20.05% | 20.05% | 20.05%
Return on Equity | 31.3591 | 32.2977 | 32.7578 | 33.0619 | 33.2893 |  | Return on Equity | 30.1464 | 30.9396 | 31.4272 | 31.7313 | 31.9588
Proposed Depreciation from FY 2026-27 to FY 2030-31- Unit 2 | [6 empty] | Projected Depreciation from FY 2026-27 to FY 2030-31- Unit 3
Depreciation on the approved ad cap ( till March 2026) | [6 empty] | Depreciation on the approved ad cap ( till March 2026)
Original (A) | 1.6228 | 1.9285 | 2.1469 | 2.2125 | 2.4715 |  | Original (A) | 2.9379 | 3.0586 | 3.2416 | 3.2759 | 3.396
Add Cap (B) | 8.8294 | 9.456 | 9.456 | 9.456 | 9.456 |  | Add Cap (B) | 7.0572 | 7.0572 | 7.0572 | 7.0572 | 7.0572
Depreciation on the assets capitalised upto Feb 2026 (C=A+B) | 10.4521 | 11.3845 | 11.6029 | 11.6685 | 11.9275 |  | Depreciation on the assets capitalised upto Feb 2026 (C=A+B) | 9.995 | 10.1158 | 10.2988 | 10.3331 | 10.4532
Depreciation on New Add Cap (start from 01.04.2026) | [6 empty] | Depreciation on New Add Cap (start from 01.04.2026)
Dep. On add cap (D) | 1.013 | 2.8081 | 3.9833 | 4.8672 | 5.636 |  | Dep. On add cap (D) | 0.968 | 2.7756 | 4.0211 | 4.905 | 5.6738
Total Depreciation (E=C+D) | 11.4651 | 14.1926 | 15.5861 | 16.5357 | 17.5634 |  | Total Depreciation (E=C+D) | 10.963 | 12.8914 | 14.3199 | 15.2381 | 16.1269
Proposed capitalisation from FY 2026-27 to FY 2030-31- Unit 2 | [6 empty] | Proposed capitalisation from FY 2026-27 to FY 2030-31- Unit 3
GFA Addition during year | 28.0811 | 13.3915 | 7.5 | 6.25 | 4 |  | GFA Addition during year | 21.5111 | 14.6415 | 7.5 | 6.25 | 4
Decapitalisation | 6.6588 | 3.5968 | 1.9933 | 1.6437 | 1.041 |  | Decapitalisation | 5.8387 | 3.9325 | 1.9933 | 1.6437 | 1.041
Net Addition | 21.4224 | 9.7947 | 5.5067 | 4.6063 | 2.959 |  | Net Addition | 15.6724 | 10.709 | 5.5067 | 4.6063 | 2.959
Equity Addition | 6.4267 | 2.9384 | 1.652 | 1.3819 | 0.88771 |  | Equity Addition | 4.7017 | 3.2127 | 1.652 | 1.3819 | 0.88771
Normative Loan Addition | 19.6568 | 9.3741 | 5.25 | 4.375 | 2.8 |  | Normative Loan Addition | 15.0578 | 10.2491 | 5.25 | 4.375 | 2.8
Equity | 30%
Debt | 70%
Particulars | FY27 | FY28 | FY29 | FY30 | FY31 |  | Particulars | FY27 | FY28 | FY29 | FY30 | FY31
Opening Loan | 21.3125 | 31.1269 | 28.2369 | 20.0476 | 10.0994 |  | Opening Loan | 22.8836 | 29.9162 | 30.3324 | 24.5041 | 16.9169
Additional Capitalization during the year | 28.0811 | 13.3915 | 7.5 | 6.25 | 4 |  | Additional Capitalization during the year | 21.5111 | 14.6415 | 7.5 | 6.25 | 4
Additional Loan due to addition during the year (70% of Add Cap) | 19.6568 | 9.3741 | 5.25 | 4.375 | 2.8 |  | Additional Loan due to addition during the year (70% of Add Cap) | 15.0578 | 10.2491 | 5.25 | 4.375 | 2.8
Deletion during the year excluding deletion pertaining to Original Project Cost | [6 empty] | Deletion during the year excluding deletion pertaining to Original Project Cost | [8 empty] | Deletion has been considered on in Original Assets
Adjustment due to deletion (reduction of outstanding loan) | [6 empty] | Adjustment due to deletion (reduction of outstanding loan)
Repayment (=Depreciation on Add Cap) | 9.8424 | 12.2641 | 13.4393 | 14.3232 | 12.8994 |  | Repayment (=Depreciation on Add Cap) | 8.0252 | 9.8328 | 11.0783 | 11.9622 | 12.7309
Closing Debt | 31.1269 | 28.2369 | 20.0476 | 10.0994 | 0 |  | Closing Debt | 29.9162 | 30.3324 | 24.5041 | 16.9169 | 6.986
Average Loan Balance | 26.2197 | 29.6819 | 24.1423 | 15.0735 | 5.0497 |  | Average Loan Balance | 26.3999 | 30.1243 | 27.4183 | 20.7105 | 11.9515
Computation of IoL | [6 empty] | Computation of IoL
Rate of Interest (SBI 1yr MCLR + 2%) | 11% | 11% | 11% | 11% | 11% |  | Rate of Interest (SBI 1yr MCLR + 2%) | 11% | 11% | 11% | 11% | 11%
Interest on Loan | 2.8842 | 3.265 | 2.6556 | 1.6581 | 0.55547 |  | Interest on Loan | 2.904 | 3.3137 | 3.016 | 2.2782 | 1.3147
| TRUE | TRUE | TRUE | TRUE | TRUE |  |  | TRUE | TRUE | TRUE | TRUE | TRUE
[6 empty] | 178 | [5 empty] | 76969.4371

## IoWC
Interest on Working Capital: Unit-2: FY 2026-27 to FY 2031-32 | [7 empty] | Interest on Working Capital: Unit-3: FY 2026-27 to FY 2031-32
Particulars | UoM | UoM | 27 | 28 | 29 | 30 | 31 | Particulars | UoM | UoM | 27 | 28 | 29 | 30 | 31
Supporting elements of Working Capital | [7 empty] | Supporting elements of Working Capital
No. of days in FY | Days |  | 365 | 366 | 365 | 365 | 365 | No. of days in FY | Daya |  | 365 | 366 | 365 | 365 | 365
Gross Generation at Normative Availability & Aux Power | MUs |  | 893.52 | 895.968 | 893.52 | 893.52 | 893.52 | Gross Generation at Normative Availability & Aux Power (i) (MUs) | MUs |  | 893.52 | 895.968 | 893.52 | 893.52 | 893.52
Ex-Bus Generation at Normative Availability & Aux Power | MUs |  | 804.168 | 806.3712 | 804.168 | 804.168 | 804.168 | Ex-Bus Generation at Normative Availability & Aux Power (i) (MUs) | MUs |  | 804.168 | 806.3712 | 804.168 | 804.168 | 804.168
Rate of Energy Charges Pertaining to Coal | Rs./kWh |  | 3.0832 | 3.2628 | 3.0832 | 3.0076 | 3.0832 | Rate of Energy Charges Pertaining to Coal (ii) (Rs/Kwh) | Rs./kWh |  | 3.3123 | 3.2754 | 3.245 | 3.0581 | 3.245
Coal Cost at Normative Availability | Rs. Cr. |  | 247.9439 | 263.101 | 247.9439 | 241.8634 | 247.9439 | Coal Cost at Normative Availability [=(i)x(ii)] | Rs. Cr. |  | 266.364 | 264.1181 | 260.9486 | 245.9262 | 260.9486
LDO Cost at Normative Availability | Rs. Cr. |  | 3.1177 | 3.1263 | 3.1177 | 3.1177 | 3.1177 | LDO Cost at Normative Availability | Rs. Cr. |  | 3.1191 | 3.1277 | 3.1191 | 3.1191 | 3.1191
Annual Fixed Charges (excluding Incentive) at Normative Availability | Rs. Cr. |  | 126.6889 | 139.1994 | 141.3375 | 144.7101 | 151.0212 | Annual Fixed Charges (excluding Incentive) at Normative Availability | Rs. Cr. |  | 123.3174 | 130.1098 | 135.2846 | 136.2687 | 144.7456
O&M Expenses | Rs. Cr. |  | 68.6678 | 76.2253 | 77.4975 | 80.6476 | 86.32 | O&M Expenses | Rs. Cr. |  | 66.529 | 70.0646 | 73.4966 | 74.4281 | 81.8863
Elements of Working Capital | [7 empty] | Elements of Working Capital
Cost of Coal |  | 50 | 33.9649 | 35.9428 | 33.9649 | 33.132 | 33.9649 | Working Capital as Coal Cost for 50 days |  | 50 | 36.4882 | 36.0817 | 35.7464 | 33.6885 | 35.7464
Cost of Secondary Fuel |  | 2 | 0.51962 | 0.52104 | 0.51962 | 0.51962 | 0.51962 | Working Capital as LDO Cost for 2 months |  | 2 | 0.51986 | 0.52128 | 0.51986 | 0.51986 | 0.51986
Receivables for 45 days |  | 45 | 46.572 | 49.8475 | 48.378 | 48.0441 | 49.5719 | Working Capital as Receivables for 45 days |  | 45 | 48.4275 | 48.8552 | 49.2352 | 47.5045 | 50.4016
O&M Expenses for 1 month (Including water charges and Security expenses) |  | 1 | 5.7223 | 6.3521 | 6.4581 | 6.7206 | 7.1933 | O&M Expenses for 1 month (Including water charges and Security expenses) |  | 1 | 5.5441 | 5.8387 | 6.1247 | 6.2023 | 6.8239
Maintenance Spares (at 20% of O&M Expenses) |  | 20% | 13.7336 | 15.2451 | 15.4995 | 16.1295 | 17.264 | Maintenance Spares (at 20% of O&M Expenses) |  | 20% | 13.3058 | 14.0129 | 14.6993 | 14.8856 | 16.3773
Total Working Capital Requirement |  | Rs. Cr. | 100.5124 | 107.9085 | 104.8201 | 104.5459 | 108.5137 | Total Working Capital |  |  | 104.2854 | 105.3098 | 106.3255 | 102.8008 | 109.869
Rate of Interest on WC [Bank Rate (SBI 1yr MCLR ) +(3.5%)] |  |  | 12.25% | 12.25% | 12.25% | 12.25% | 12.25% | Rate of Interest on WC [Bank Rate (SBI 1yr MCLR ) +(3.5%)] |  |  | 12.25% | 12.25% | 12.25% | 12.25% | 12.25%
Interest on Working Capital |  |  | 12.3128 | 13.2188 | 12.8405 | 12.8069 | 13.2929 | Interest on Working Capital |  |  | 12.775 | 12.9005 | 13.0249 | 12.5931 | 13.459
MCLR Historical Data - Interest Rates

## Dep-U2-MYT
|  | 01.02.2001 | [12 empty] | In Rs. Cr
Orignial Project Cost |  | 431.3371 | [7 empty] | Proposed in
[10 empty] | Proposed in True Up | Proposed in APR | MYT Petition
Decapitalisation | [9 empty] | 25 | 26 | 27 | 28 | 29 | 30 | 31
Total | [8 empty] | 1.8351 | 1.4786 | 1.3653 | 6.6588 | 3.5968 | 1.9933 | 1.6437 | 1.041
Original Project Cost | [8 empty] | 1.7151 | 1.2018 | 1.3653 | 6.6588 | 3.5968 | 1.9933 | 1.6437 | 1.041
Add Cap | [8 empty] | 0.12 | 0.27682 | 0 | 0 | 0 | 0 | 0 | 0
Cumulative Decap | [8 empty] | 21.6567 | 23.1354 | 24.5007 | 31.1594 | 34.7562 | 36.7496 | 38.3933 | 39.4343
[21 empty] | Check | 0
Additional Capitalization (on approved scheme) | [8 empty] | 24 | 25 | 26 | 27 | 28 | 29 | 30 | 31
Ad Cap during the year | [8 empty] | 7.14 | 4.625 | 12.3994 | 5.57 | 0 | 0 | 0 | 0
Cumulative Add Cap | [8 empty] | 86.8949 | 91.5199 | 103.9194 | 109.4894 | 109.4894 | 109.4894 | 109.4894 | 109.4894
Depreciation upto 31.03.2011 |  | 336.3054
Depreciation | [8 empty] | 24 | 25 | 26 | 27 | 28 | 29 | 30 | 31
Original | [8 empty] | 2.1 | 2.1254 | 2.1067 | 1.6228 | 1.9285 | 2.1469 | 2.2125 | 2.4715
Add Cap | [8 empty] | 5.19 | 5.9324 | 7.2121 | 8.8294 | 9.456 | 9.456 | 9.456 | 9.456
Total | [8 empty] | 7.3 | 8.0579 | 9.3188 | 10.4521 | 11.3845 | 11.6029 | 11.6685 | 11.9275
Cumulative Original | [8 empty] | 371.5171 | 373.6425 | 375.7491 | 377.3719 | 379.3004 | 381.4473 | 383.6598 | 386.1313
Cumulative Original after decap-adjustment | [8 empty] | 353.0085 | 353.6311 | 354.7138 | 355.6289 | 351.4139 | 350.1717 | 350.5506 | 351.296
Cumulative Add Cap | [8 empty] | 38.4402 | 44.3726 | 51.5847 | 60.4141 | 69.8701 | 79.326 | 88.782 | 98.238
Cumulative Add Cap after decap-adjustment | [8 empty] | 0 | 44.0911 | 51.3032 | 60.1326 | 69.5886 | 79.0445 | 88.5005 | 97.9565
Cumulative total | [8 empty] | 409.9672 | 418.0251 | 427.3438 | 437.796 | 449.1805 | 460.7833 | 472.4518 | 484.3793
FY |  | 25 |  |  |  | 26 |  |  | 24: 27; 27: 28; 30: 29 |  | 30 |  |  | 31
|  | Original Project Cost |  | Add Cap | Total | Org | Add Cap | Total | Org | Add Cap | Total | Org | Add Cap | Total | Org | Add Cap | Total | Org | Add Cap | Total | Org | Add Cap | Total
Particulars | Formulae | Upto 31.03.24 | 25 | 25 | 25 | FY26 | FY26 | FY26 | FY27 | FY27 | FY27 | FY28 | FY28 | FY28 | FY29 | FY29 | FY29 | FY30 | FY30 | FY30 | FY31 | FY31 | FY31
Opening GFA | a | 491.2733 | 410.0553 | 86.5229 | 496.5782 | 408.8534 | 90.8711 | 499.7246 | 407.4881 | 103.2706 | 510.7587 | 400.8294 | 108.8406 | 509.6699 | 397.2326 | 108.8406 | 506.0731 | 395.2392 | 108.8406 | 504.0798 | 393.5955 | 108.8406 | 502.4361
Addition (as proposed) | b1 | 0 | 0 | 4.625 | 4.625 | 0 | 12.3994 | 12.3994 | 0 | 5.57 | 5.57 | 0 | 0 | 0 | 0 | 0 | 0 | 0 | 0 | 0 | 0 | 0 | 0
Deletion (as proposed) | b2 | 21.6567 | 1.2018 | 0.27682 | 1.4786 | 1.3653 | 0 | 1.3653 | 6.6588 | 0 | 6.6588 | 3.5968 | 0 | 3.5968 | 1.9933 | 0 | 1.9933 | 1.6437 | 0 | 1.6437 | 1.041 | 0 | 1.041
Net Additions/Deletions | b=a1-a2 | -21.6567 | -1.2018 | 4.3482 | 3.1464 | -1.3653 | 12.3994 | 11.0341 | -6.6588 | 5.57 | -1.0888 | -3.5968 | 0 | -3.5968 | -1.9933 | 0 | -1.9933 | -1.6437 | 0 | -1.6437 | -1.041 | 0 | -1.041
Closing GFA | c = a+b1-b2 | 469.6165 | 408.8534 | 90.8711 | 499.7246 | 407.4881 | 103.2706 | 510.7587 | 400.8294 | 108.8406 | 509.6699 | 397.2326 | 108.8406 | 506.0731 | 395.2392 | 108.8406 | 504.0798 | 393.5955 | 108.8406 | 502.4361 | 392.5545 | 108.8406 | 501.3951
Avg GFA | d = (a+c)/2 |  | 409.4543 | 88.697 | 498.1514 | 408.1708 | 97.0708 | 505.2416 | 404.1588 | 106.0556 | 510.2143 | 399.031 | 108.8406 | 507.8715 | 396.2359 | 108.8406 | 505.0765 | 394.4174 | 108.8406 | 503.2579 | 393.075 | 108.8406 | 501.9156
Depreciable Value @90% | e = dx90% |  | 368.5089 | 79.8273 | 448.3362 | 367.3537 | 87.3637 | 454.7175 | 363.7429 | 95.45 | 459.1929 | 359.1279 | 97.9565 | 457.0844 | 356.6123 | 97.9565 | 454.5688 | 354.9756 | 97.9565 | 452.9321 | 353.7675 | 97.9565 | 451.724
Cumulative depreciation allowed upto beginning of the year | f |  | 355.1101 | 38.3581 | 393.4682 | 355.7565 | 44.2327 | 399.9891 | 356.8205 | 51.3032 | 408.1237 | 357.2517 | 60.1326 | 417.3843 | 353.3424 | 69.5886 | 422.9309 | 352.3186 | 79.0445 | 431.3631 | 352.7631 | 88.5005 | 441.2636
Less: Adjustment for Decapitalisation | g |  | 1.4791 | 0.057897 | 1.537 | 1.0427 | 0.14152 | 1.1842 | 1.1915 | 0 | 1.1915 | 5.8378 | 0 | 5.8378 | 3.1707 | 0 | 3.1707 | 1.768 | 0 | 1.768 | 1.4671 | 0 | 1.4671
Opening Cumulative Depreciation [Value, %] | h = f-g |  | 353.6311 | 38.3002 | 391.9313 | 354.7138 | 44.0911 | 398.8049 | 355.6289 | 51.3032 | 406.9322 | 351.4139 | 60.1326 | 411.5465 | 350.1717 | 69.5886 | 419.7602 | 350.5506 | 79.0445 | 429.5952 | 351.296 | 88.5005 | 439.7966
| i = h/c |  | 86.37% | 43.18% | 78.68% | 86.9% | 45.42% | 78.93% | 87.99% | 48.37% | 79.76% | 88.07% | 55.25% | 81.03% | 88.37% | 63.94% | 83.11% | 88.88% | 72.62% | 85.36% | 89.37% | 81.31% | 87.62%
Balance Depreciable Value | J=e-h |  | 14.8778 | 41.5271 | 56.405 | 12.6399 | 43.2726 | 55.9125 | 8.114 | 44.1468 | 52.2607 | 7.714 | 37.8239 | 45.5379 | 6.4406 | 28.3679 | 34.8086 | 4.425 | 18.912 | 23.337 | 2.4715 | 9.456 | 11.9275
Balance Useful life at the beginning of the year | k=25-Age |  | 7 | 7 | 7 | 6 | 6 | 6 | 5 | 5 | 5 | 4 | 4 | 4 | 3 | 3 | 3 | 2 | 2 | 2 | 1 | 1 | 1
Annual Depreciation (spread in balance useful life) | l=j/k |  | 2.1254 | 5.9324 | 8.0579 | 2.1067 | 7.2121 | 9.3188 | 1.6228 | 8.8294 | 10.4521 | 1.9285 | 9.456 | 11.3845 | 2.1469 | 9.456 | 11.6029 | 2.2125 | 9.456 | 11.6685 | 2.4715 | 9.456 | 11.9275
Closing Cumulative Depreciation [Value] | m=h-l |  | 355.7565 | 44.2327 | 399.9891 | 356.8205 | 51.3032 | 408.1237 | 357.2517 | 60.1326 | 417.3843 | 353.3424 | 69.5886 | 422.9309 | 352.3186 | 79.0445 | 431.3631 | 352.7631 | 88.5005 | 441.2636 | 353.7675 | 97.9565 | 451.724
[6 empty] | 51.3503 | 45.7676 | 97.1179 | 46.9071 | 45.923 | 92.83 | 45.6886 | 39.252 | 84.9406 | 43.9174 | 29.796 | 73.7134 | 41.6543 | 20.34 | 61.9943 | 39.3075 | 10.8841 | 50.1916
[6 empty] | 12.58% | 47.15% | 19.22% | 11.61% | 43.3% | 18.19% | 11.45% | 36.06% | 16.72% | 11.08% | 27.38% | 14.59% | 10.56% | 18.69% | 12.32% | 10% | 10% | 10%
Depreciation on New Schemes (start from 01.04.2026) |  | 4th MYT Period
| Formula | FY27 | FY28 | FY29 | FY30 | FY31
Opening GFA | a | 0 | 22.5111 | 35.9026 | 43.4026 | 49.6526
GFA addition during the year | b1 | 22.5111 | 13.3915 | 7.5 | 6.25 | 4
Deletion of asset | b2
Net Addition | b=a1-a2
Closing GFA | c = a+b1-b2 | 22.5111 | 35.9026 | 43.4026 | 49.6526 | 53.6526
Average GFA | d = (a+c)/2 | 11.2556 | 29.2069 | 39.6526 | 46.5276 | 51.6526
Depreciable Value @90% | e = dx90% | 10.13 | 26.2862 | 35.6874 | 41.8749 | 46.4874
Cumulative depreciation allowable | f | 0 | 1.013 | 3.8211 | 7.8044 | 12.6716
Less: Adjustment for Decapitalisation | g | 0 | 0 | 0 | 0 | 0
Opening Cumulative Depreciation [Value, %] | h = f-g | 0 | 1.013 | 3.8211 | 7.8044 | 12.6716
| i = h/c | 0% | 3.468% | 9.637% | 16.77% | 24.53%
Balance Depreciable Value | J=e-h | 10.13 | 25.2732 | 31.8662 | 34.0705 | 33.8158
Balance Useful life at the beginning of the year | k=25-Age | 10 | 9 | 8 | 7 | 6
Annual Depreciation (spread in balance useful life) | l=j/k | 1.013 | 2.8081 | 3.9833 | 4.8672 | 5.636
Closing Cumulative Depreciation [Value] | m=h-l | 1.013 | 3.8211 | 7.8044 | 12.6716 | 18.3076

## Dep-U3-MYT
|  | 01.02.2002 | [10 empty] | Figs in Rs Crore
Orignial Project Cost |  | 418.1379 | [7 empty] | Proposed in
[10 empty] | Proposed in True Up | Proposed in APR | MYT Petition
Decapitalisation | [8 empty] | 24 | 25 | 26 | 27 | 28 | 29 | 30 | 31
Total | [8 empty] | 1.8348 | 0.27682 | 1.9139 | 5.8387 | 3.9325 | 1.9933 | 1.6437 | 1.041
Original Project Cost | [8 empty] | 1.7127 | 0 | 1.9139 | 5.8387 | 3.9325 | 1.9933 | 1.6437 | 1.041
Add Cap | [8 empty] | 0.12216 | 0.27682 | 0 | 0 | 0 | 0 | 0 | 0
Cumulative Decap | [8 empty] | 18.7565 | 19.0333 | 20.9472 | 26.7859 | 30.7185 | 32.7118 | 34.3556 | 35.3965
Additional Capitalization (on approved scheme) | [8 empty] | 24 | 25 | 26 | 27 | 28 | 29 | 30 | 31 |  |  |  |  | Check | 0
Add Cap During the Year | [8 empty] | 7.14 | 0.28945 | 14.3994 | 0 | 0 | 0 | 0 | 0
Cumulative Add Cap | [8 empty] | 81.6024 | 81.8918 | 96.2913 | 96.2913 | 96.2913 | 96.2913 | 96.2913 | 96.2913
Depreciation upto 31.03.2011 |  | 293.1012
Depreciation |  | 17 | 18 | 19 | 20 | 21 | 22 | 23 | 24 | 25 | 26 | 27 | 28 | 29 | 30 | 31
Original |  | 293.1012 24: 3.29; 293.1012 25: 3.3715; 293.1012 26: 3.2485; 293.1012 27: 2.9379; 293.1012 28: 3.0586; 293.1012 29: 3.2416; 293.1012 30: 3.2759; 293.1012 31: 3.396
Add Cap |  | 293.1012 24: 4.63; 293.1012 25: 5.0323; 293.1012 26: 5.9772; 293.1012 27: 7.0572; 293.1012 28: 7.0572; 293.1012 29: 7.0572; 293.1012 30: 7.0572; 293.1012 31: 7.0572
Total |  | 293.1012 24: 7.92; 293.1012 25: 8.4038; 293.1012 26: 9.2257; 293.1012 27: 9.995; 293.1012 28: 10.1158; 293.1012 29: 10.2988; 293.1012 30: 10.3331; 293.1012 31: 10.4532
Cumulative Original |  | 293.1012 24: 347.5256; 293.1012 25: 350.8971; 293.1012 26: 354.1456; 293.1012 27: 357.0834; 293.1012 28: 360.142; 293.1012 29: 363.3837; 293.1012 30: 366.6595; 293.1012 31: 370.0555
Cumulative Original after decap-adjustment |  | 293.1012 24: 330.9461; 293.1012 25: 332.8099; 293.1012 26: 336.1814; 293.1012 27: 337.8048; 293.1012 28: 335.742; 293.1012 29: 335.4018; 293.1012 30: 336.904; 293.1012 31: 338.7315
Cumulative Add Cap |  | 293.1012 24: 32.9848; 293.1012 25: 38.0171; 293.1012 26: 43.9943; 293.1012 27: 51.0514; 293.1012 28: 58.1086; 293.1012 29: 65.1658; 293.1012 30: 72.223; 293.1012 31: 79.2802
Cumulative Add Cap after decap-adjustment |  | 293.1012 24: 0; 293.1012 25: 37.754; 293.1012 26: 43.7312; 293.1012 27: 50.7884; 293.1012 28: 57.8456; 293.1012 29: 64.9028; 293.1012 30: 71.9599; 293.1012 31: 79.0171
Cumulative total |  | 293.1012 24: 380.5103; 293.1012 25: 388.9141; 293.1012 26: 398.1398; 293.1012 27: 408.1349; 293.1012 28: 418.2506; 293.1012 29: 428.5495; 293.1012 30: 438.8825; 293.1012 31: 449.3357
FY |  | 293.1012 17: 25; 293.1012 21: 26; 293.1012 24: 27; 293.1012 27: 28; 293.1012 30: 29 |  | 30 |  |  | 31
|  | Original Project Cost |  | Add Cap | Total | Original Project Cost | Add Cap | Total | Org | Add Cap | Total | Org | Add Cap | Total | Org | Add Cap | Total | Org | Add Cap | Total | Org | Add Cap | Total
Particulars | Formulae | Upto 31.03.24 | 25 | 25 | 25 | 26 | 26 | 26 | 27 | 27 | 27 | 28 | 28 | 28 | 29 | 29 | 29 | 30 | 30 | 30 | 31 | 31 | 31
Opening GFA (as per MTR Order) | a | 475.6786 | 399.7577 | 81.226 | 480.9838 | 399.7577 | 81.2387 | 480.9964 | 397.8438 | 95.6381 | 493.482 | 392.0051 | 95.6381 | 487.6432 | 388.0726 | 95.6381 | 483.7107 | 386.0792 | 95.6381 | 481.7173 | 384.4355 | 95.6381 | 480.0736
Addition (as proposed) | b1 | 0 | 0 | 0.28945 | 0.28945 | 0 | 14.3994 | 14.3994 | 0 | 0 | 0 | 0 | 0 | 0 | 0 | 0 | 0 | 0 | 0 | 0 | 0 | 0 | 0
Deletion (as proposed) | b2 | 18.7565 | 0 | 0.27682 | 0.27682 | 1.9139 | 0 | 1.9139 | 5.8387 | 0 | 5.8387 | 3.9325 | 0 | 3.9325 | 1.9933 | 0 | 1.9933 | 1.6437 | 0 | 1.6437 | 1.041 | 0 | 1.041
Net Additions/Deletions | b=a1-a2 | -18.7565 | 0 | 0.012637 | 0.012637 | -1.9139 | 14.3994 | 12.4856 | -5.8387 | 0 | -5.8387 | -3.9325 | 0 | -3.9325 | -1.9933 | 0 | -1.9933 | -1.6437 | 0 | -1.6437 | -1.041 | 0 | -1.041
Closing GFA | c = a+b1-b2 | 456.9221 | 399.7577 | 81.2387 | 480.9964 | 397.8438 | 95.6381 | 493.482 | 392.0051 | 95.6381 | 487.6432 | 388.0726 | 95.6381 | 483.7107 | 386.0792 | 95.6381 | 481.7173 | 384.4355 | 95.6381 | 480.0736 | 383.3945 | 95.6381 | 479.0326
Avg GFA | d = (a+c)/2 |  | 399.7577 | 81.2323 | 480.9901 | 398.8008 | 88.4384 | 487.2392 | 394.9245 | 95.6381 | 490.5626 | 390.0388 | 95.6381 | 485.677 | 387.0759 | 95.6381 | 482.714 | 385.2574 | 95.6381 | 480.8955 | 383.915 | 95.6381 | 479.5531
Depreciable Value (@90% of Closing GFA) | e = dx90% |  | 359.782 | 73.1091 | 432.8911 | 358.9207 | 79.5946 | 438.5153 | 355.432 | 86.0743 | 441.5063 | 351.035 | 86.0743 | 437.1093 | 348.3683 | 86.0743 | 434.4426 | 346.7316 | 86.0743 | 432.8059 | 345.5235 | 86.0743 | 431.5978
Cumulative depreciation recovered till beginning of the year | f |  | 334.2358 | 32.905 | 367.1408 | 336.1814 | 37.8831 | 374.0645 | 339.4299 | 43.7312 | 383.1611 | 340.7427 | 50.7884 | 391.5311 | 338.8006 | 57.8456 | 396.6462 | 338.6434 | 64.9028 | 403.5462 | 340.1799 | 71.9599 | 412.1398
Less: Cumulative depreciation adjustment on account of Decapitalisation | g |  | 1.4258 | 0.054169 | 1.48 | 0 | 0.1291 | 0.1291 | 1.6251 | 0 | 1.6251 | 5.0007 | 0 | 5.0007 | 3.3988 | 0 | 3.3988 | 1.7394 | 0 | 1.7394 | 1.4483 | 0 | 1.4483
Opening Cumulative Depreciation [Value, %] | h = f-g |  | 332.8099 | 32.8508 | 365.6608 | 336.1814 | 37.754 | 373.9354 | 337.8048 | 43.7312 | 381.5361 | 335.742 | 50.7884 | 386.5304 | 335.4018 | 57.8456 | 393.2474 | 336.904 | 64.9028 | 401.8067 | 338.7315 | 71.9599 | 410.6915
| i = h/c |  | 83.25% | 40.44% | 76.02% | 84.3% | 42.69% | 76.75% | 85.54% | 45.73% | 77.78% | 86.08% | 53.1% | 79.59% | 86.65% | 60.48% | 81.47% | 87.45% | 67.86% | 83.55% | 88.23% | 75.24% | 85.64%
Balance Depreciable Value | J=e-h |  | 26.9721 | 40.2583 | 67.2303 | 22.7393 | 41.8405 | 64.5798 | 17.6272 | 42.3431 | 59.9703 | 15.293 | 35.2859 | 50.5789 | 12.9665 | 28.2287 | 41.1953 | 9.8277 | 21.1715 | 30.9992 | 6.792 | 14.1144 | 20.9063
Balance Useful life at the beginning of the year | k=25-Age |  | 8 | 8 | 8 | 7 | 7 | 7 | 6 | 6 | 6 | 5 | 5 | 5 | 4 | 4 | 4 | 3 | 3 | 3 | 2 | 2 | 2
Annual Depreciation on total GFA [Since, cum dep > 70%, to be spread in balance useful life respectively | l=j/k |  | 3.3715 | 5.0323 | 8.4038 | 3.2485 | 5.9772 | 9.2257 | 2.9379 | 7.0572 | 9.995 | 3.0586 | 7.0572 | 10.1158 | 3.2416 | 7.0572 | 10.2988 | 3.2759 | 7.0572 | 10.3331 | 3.396 | 7.0572 | 10.4532
Closing Cumulative Depreciation [Value] | m=h-l |  | 336.1814 | 37.8831 | 374.0645 | 339.4299 | 43.7312 | 383.1611 | 340.7427 | 50.7884 | 391.5311 | 338.8006 | 57.8456 | 396.6462 | 338.6434 | 64.9028 | 403.5462 | 340.1799 | 71.9599 | 412.1398 | 342.1275 | 79.0171 | 421.1447
| n | 293.1012 17: 336.3054
|  |  | 63.5763 | 43.3492 | 106.9255 | 59.3709 | 44.7072 | 104.0781 | 54.1818 | 44.8497 | 99.0315 | 51.2383 | 37.7925 | 89.0308 | 48.4325 | 30.7353 | 79.1678 | 45.0775 | 23.6782 | 68.7557 | 41.7875 | 16.621 | 58.4085
|  |  | 15.9% | 53.36% | 22.23% | 14.89% | 50.55% | 21.36% | 13.72% | 46.9% | 20.19% | 13.14% | 39.52% | 18.33% | 12.51% | 32.14% | 16.4% | 11.7% | 24.76% | 14.3% | 10.88% | 17.38% | 12.18%
Depreciation on New Schemes (start from 01.04.2026) |  | 293.1012 17: 4th MYT Period
| Formula | 293.1012 17: FY27; 293.1012 18: FY28; 293.1012 19: FY29; 293.1012 20: FY30; 293.1012 21: FY31
Opening GFA | a | 293.1012 17: 0; 293.1012 18: 21.5111; 293.1012 19: 36.1526; 293.1012 20: 43.6526; 293.1012 21: 49.9026
GFA addition during the year | b1 | 293.1012 17: 21.5111; 293.1012 18: 14.6415; 293.1012 19: 7.5; 293.1012 20: 6.25; 293.1012 21: 4
Deletion of asset | b2
Net Addition | b=a1-a2 | 293.1012 17: 21.5111; 293.1012 18: 14.6415; 293.1012 19: 7.5; 293.1012 20: 6.25; 293.1012 21: 4
Closing GFA | c = a+b1-b2 | 293.1012 17: 21.5111; 293.1012 18: 36.1526; 293.1012 19: 43.6526; 293.1012 20: 49.9026; 293.1012 21: 53.9026
Average GFA | d = (a+c)/2 | 293.1012 17: 10.7556; 293.1012 18: 28.8319; 293.1012 19: 39.9026; 293.1012 20: 46.7776; 293.1012 21: 51.9026
Depreciable Value @90% | e = dx90% | 293.1012 17: 9.68; 293.1012 18: 25.9487; 293.1012 19: 35.9124; 293.1012 20: 42.0999; 293.1012 21: 46.7124
Cumulative depreciation allowable | f | 293.1012 17: 0; 293.1012 18: 0.968; 293.1012 19: 3.7436; 293.1012 20: 7.7647; 293.1012 21: 12.6697
Less: Adjustment for Decapitalisation | g | 293.1012 17: 0; 293.1012 18: 0; 293.1012 19: 0; 293.1012 20: 0; 293.1012 21: 0
Opening Cumulative Depreciation [Value, %] | h = f-g | 293.1012 17: 0; 293.1012 18: 0.968; 293.1012 19: 3.7436; 293.1012 20: 7.7647; 293.1012 21: 12.6697
| i = h/c | 293.1012 17: 0%; 293.1012 18: 3.357%; 293.1012 19: 9.382%; 293.1012 20: 16.6%; 293.1012 21: 24.41%
Balance Depreciable Value | J=e-h | 293.1012 17: 9.68; 293.1012 18: 24.9807; 293.1012 19: 32.1687; 293.1012 20: 34.3351; 293.1012 21: 34.0426
Balance Useful life at the beginning of the year | k=25-Age | 293.1012 17: 10; 293.1012 18: 9; 293.1012 19: 8; 293.1012 20: 7; 293.1012 21: 6
Annual Depreciation (spread in balance useful life) | l=j/k | 293.1012 17: 0.968; 293.1012 18: 2.7756; 293.1012 19: 4.0211; 293.1012 20: 4.905; 293.1012 21: 5.6738
Closing Cumulative Depreciation [Value] | m=h-l | 293.1012 17: 0.968; 293.1012 18: 3.7436; 293.1012 19: 7.7647; 293.1012 20: 12.6697; 293.1012 21: 18.3435

## Dep U2-Hist
|  | 01.02.2001 | [10 empty] | Figs in Rs Crore
Orignial Project Cost |  | 431.3371 | Approved | [6 empty] | Proposed in
Approved by the Commission
Decapitalisation |  | 12 | 13 | 14 | 15 | 16 | 17 | 18 | 19 | 20 | 21 | 22 | 23 | 24
Total |  | 1.53 | 2.63 | 1.14 | 3.87 | 2.34 | 0.96 | 0 | 1.39 | 4.49 | 0.93955 | 0.39472 | 0.13741 | 1.8351
Original Project Cost |  | Approved by the Commission 20: 4.4; Approved by the Commission 21: 0.85739; Approved by the Commission 22: 0.33776; Approved by the Commission 23: 0.11453; Approved by the Commission 24: 1.7151
Add Cap |  | Approved by the Commission 20: 0.09; Approved by the Commission 21: 0.082165; Approved by the Commission 22: 0.056958; Approved by the Commission 23: 0.022881; Approved by the Commission 24: 0.12
Cumulative Decap |  | 1.53 | 4.16 | 5.3 | 9.17 | 11.51 | 12.47 | 12.47 | 13.86 | 18.35 | 19.2896 | 19.6843 | 19.8217 | 21.6567 | 21.6589 |  | 21.2847 | TRUE
0.372
Additional Capitalization |  | 12 | 13 | 14 | 15 | 16 | 17 | 18 | 19 | 20 | 21 | 22 | 23 | 24
Add Cap During the Year |  | 8.2257 | 10.3852 | 9.37 | 13.5072 | 9.6726 | 5.6022 | 0.23 | 11.17 | 2.3683 | 6.0402 | 2.6658 | 0.5178 | 7.14
Cumulative Add Cap |  | 8.2257 | 18.6109 | 27.9809 | 41.4881 | 51.1607 | 56.7629 | 56.9929 | 68.1629 | 70.5312 | 76.5714 | 79.2371 | 79.7549 | 86.8949 | 86.8967
Depreciation upto 31.03.2011 |  | 12: 336.3054
Depreciation |  | 12 | 13 | 14 | 15 | 16 | 17 | 18 | 19 | 20 | 21 | 22 | 23 | 24
Original |  | 3.59 | 3.59 | 3.59 | 3.59 | 3.36 | 2.27 | 2.27 | 2.27 | 2.0426 | 2.1641 | 2.185 | 2.19 | 2.1
Add Cap |  | 0.22 | 0.72 | 1.23 | 1.81 | 2.43 | 2.83 | 2.96 | 3.56 | 3.8844 | 4.2238 | 4.612 | 4.77 | 5.19
Total |  | 3.81 | 4.31 | 4.82 | 5.4 | 5.79 | 5.1 | 5.23 | 5.83 | 5.927 | 6.3878 | 6.797 | 6.96 | 7.3
Cumulative Original |  | 339.8954 | 343.4854 | 347.0754 | 350.6654 | 354.0254 | 356.2954 | 358.5654 | 360.8354 | 362.878 | 365.0421 | 367.2271 | 369.4171 | 371.5171
Cumulative Original after decap-adjustment |  | 336.3054 20: 349.2409; 336.3054 21: 347.5811; 336.3054 22: 349.0193; 336.3054 23: 350.9144; 336.3054 24: 353.0085
Cumulative Add Cap |  | 0.22 | 0.94 | 2.17 | 3.98 | 6.41 | 9.24 | 12.2 | 15.76 | 19.6444 | 23.8681 | 28.4802 | 33.2502 | 38.4402
Cumulative Add Cap after decap-adjustment |  | 336.3054 20: 19.6184; 336.3054 21: 23.8142; 336.3054 22: 28.4049; 336.3054 23: 33.1647; 336.3054 24: 0
Cumulative total |  | 340.1154 | 344.4254 | 349.2454 | 354.6454 | 360.4354 | 365.5354 | 370.7654 | 376.5954 | 382.5224 | 388.9102 | 395.7072 | 402.6672 | 409.9672 | 409.962
|  | 336.3054 12: FY 2019-20; 336.3054 16: FY 21; 336.3054 19: FY 22; 336.3054 22: FY 23 | FY 24
|  | Original Project Cost |  | Add Cap | Total | Org | Add Cap | Total | Org | Add Cap | Total | Org | Add Cap | Total | Org | Add Cap | Total
Particulars | Formulae | Upto 31.03.19 | FY 2019-20 | FY 2019-20 | FY 2019-20 | FY 21 | FY 21 | FY 21 | FY 22 | FY 22 | FY 22 | FY 23 | FY 23 | FY 23 | FY 24 | FY 24 | FY 24
Opening GFA | a | 431.34 | 417.48 | 68.1629 | 485.6429 | 413.08 | 70.4412 | 483.5212 | 412.2226 | 76.3992 | 488.6218 | 411.8849 | 79.008 | 490.8929 | 411.7703 | 79.5029 | 491.2733
Addition (as proposed) | b1 | 0 | 0 | 2.3683 | 2.3683 | 0 | 6.0402 | 6.0402 | 0 | 2.6658 | 2.6658 | 0 | 0.5178 | 0.5178 | 0 | 7.14 | 7.14
Deletion (as proposed) | b2 | 13.86 | 4.4 | 0.09 | 4.49 | 0.85739 | 0.082165 | 0.93955 | 0.33776 | 0.056958 | 0.39472 | 0.11453 | 0.022881 | 0.13741 | 1.7151 | 0.12 | 1.8351
Net Additions/Deletions | b=a1-a2 | -13.86 | -4.4 | 2.2783 | -2.1217 | -0.85739 | 5.958 | 5.1007 | -0.33776 | 2.6088 | 2.2711 | -0.11453 | 0.49492 | 0.38039 | -1.7151 | 7.02 | 5.3049
Closing GFA | c = a+b1-b2 | 417.48 | 413.08 | 70.4412 | 483.5212 | 412.2226 | 76.3992 | 488.6218 | 411.8849 | 79.008 | 490.8929 | 411.7703 | 79.5029 | 491.2733 | 410.0553 | 86.5229 | 496.5782 |  | 496.5782
Avg GFA | d = (a+c)/2 |  | 415.28 | 69.302 | 484.582 | 412.6513 | 73.4202 | 486.0715 | 412.0537 | 77.7036 | 489.7573 | 411.8276 | 79.2555 | 491.0831 | 410.9128 | 83.0129 | 493.9257
Depreciable Value @90% | e = dx90% |  | 373.752 | 62.3718 | 436.1238 | 371.3862 | 66.0782 | 437.4643 | 370.8484 | 69.9332 | 440.7816 | 370.6448 | 71.3299 | 441.9748 | 369.8215 | 74.7116 | 444.5332
Cumulative depreciation allowed upto beginning of the year | f |  | 360.8354 | 15.76 | 376.5954 | 351.2835 | 19.6443 | 370.9278 | 349.7452 | 23.842 | 373.5872 | 351.2022 | 28.4261 | 379.6283 | 353.1067 | 33.1743 | 386.2811
Less: Adjustment for Decapitalisation | g |  | 11.5945 | 0 | 11.5945 | 3.7023 | 0.025938 | 3.7283 | 0.72593 | 0.02781 | 0.75374 | 0.28776 | 0.021192 | 0.30895 | 0.098185 | 0.0096073 | 0.10779
Opening Cumulative Depreciation [Value, %] | h = f-g |  | 349.2409 | 15.76 | 365.0009 | 347.5811 | 19.6184 | 367.1995 | 349.0193 | 23.8142 | 372.8335 | 350.9144 | 28.4049 | 379.3193 | 353.0085 | 33.1647 | 386.1733
| i = h/c |  | 84.1% | 22.74% | 75.32% | 84.23% | 26.72% | 75.54% | 84.7% | 30.65% | 76.13% | 85.21% | 35.84% | 77.24% | 85.91% | 39.95% | 78.18% | 78.18%
Balance Depreciable Value | J=e-h |  | 24.5111 | 46.6118 | 71.123 | 23.8051 | 46.4598 | 70.2648 | 21.8291 | 46.1191 | 67.9481 | 19.7304 | 42.925 | 62.6554 | 16.813 | 41.5469 | 58.3599
Balance Useful life at the beginning of the year | k=25-Age |  | 12 | 12 | 12 | 11 | 11 | 11 | 10 | 10 | 10 | 9 | 9 | 9 | 8 | 8 | 8
Annual Depreciation (spread in balance useful life) | l=j/k |  | 2.0426 | 3.8843 | 5.9269 | 2.1641 | 4.2236 | 6.3877 | 2.1829 | 4.6119 | 6.7948 | 2.1923 | 4.7694 | 6.9617 | 2.1016 | 5.1934 | 7.295
Closing Cumulative Depreciation [Value] | m=h-l |  | 351.2835 | 19.6443 | 370.9278 | 349.7452 | 23.842 | 373.5872 | 351.2022 | 28.4261 | 379.6283 | 353.1067 | 33.1743 | 386.2811 | 355.1101 | 38.3581 | 393.4682 | 393.4687
336.3054
Dericiation Approved |  | 336.3054 12: FY 2011-12; 336.3054 13: FY 2012-13; 336.3054 14: FY 2013-14; 336.3054 15: FY 2014-15; 336.3054 16: FY 2015-16; 336.3054 17: Total
Original |  | 336.3054 12: 3.59; 336.3054 13: 3.59; 336.3054 14: 3.59; 336.3054 15: 3.59; 336.3054 16: 3.36; 336.3054 17: 17.72
Add Cap |  | 336.3054 12: 0.22; 336.3054 13: 0.72; 336.3054 14: 1.23; 336.3054 15: 1.81; 336.3054 16: 2.43; 336.3054 17: 6.41
|  | 3.81 | 4.31 | 4.82 | 5.4 | 5.79 | 24.13
|  | 293.1012 |  |  |  |  | 360.4354
Dericiation Approved |  | 336.3054 12: FY 2011-12; 336.3054 13: FY 2012-13; 336.3054 14: FY 2013-14; 336.3054 15: FY 2014-15; 336.3054 16: FY 2015-16
Original |  | 336.3054 12: 5.34; 336.3054 13: 5.34; 336.3054 14: 5.34; 336.3054 15: 5.34; 336.3054 16: 5.34; 336.3054 17: 26.7
Add Cap |  | 336.3054 12: 0.19; 336.3054 13: 0.54; 336.3054 14: 1.1; 336.3054 15: 1.64; 336.3054 16: 2.07; 336.3054 17: 5.54
|  | 5.53 | 5.88 | 6.44 | 6.98 | 7.41 | 32.24
325.3412
Check
Opening GFA
Rs Crore
Summary of Depreciation for FY 2020-21 - Unit 2
[20 empty] | Particulars | Proposed | Approved by Hon'ble Commission | Diff
[20 empty] | Depreciation on Original Capital Cost | 2.1641 | 6.95 | -0.56229
[20 empty] | Depreciation on Additional Capitalizations | 4.2236
[20 empty] | Total Depreciation during the year | 6.3877 | 6.95 | -0.56229

## Dep U3-Hist
|  | 01.02.2002 | [10 empty] | Figs in Rs Crore
Orignial Project Cost |  | 418.1379 | Approved | [6 empty] | Proposed in
Approved by the Commission
Decapitalisation |  | 12 | 13 | 14 | 15 | 16 | 17 | 18 | 19 | 20 | 21 | 22 | 23 | 24
Total |  | 1.15 | 0.58 | 3.34 | 0.68 | 2.52 | 1.35 | 0.61 | 0.57 | 0.16383 | 5.835 | 0.095853 | 0.027031 | 1.8348
Original Project Cost |  | Approved by the Commission 20: 0.071652; Approved by the Commission 21: 5.7528; Approved by the Commission 22: 0.038895; Approved by the Commission 23: 0.0041498; Approved by the Commission 24: 1.7127 |  |  | To be link with True Up and APR
Add Cap |  | Approved by the Commission 20: 0.09218; Approved by the Commission 21: 0.082165; Approved by the Commission 22: 0.056958; Approved by the Commission 23: 0.022881; Approved by the Commission 24: 0.12216
Cumulative Decap |  | 1.15 | 1.73 | 5.07 | 5.75 | 8.27 | 9.62 | 10.23 | 10.8 | 10.9638 | 16.7988 | 16.8946 | 16.9217 | 18.7565
Additional Capitalization |  | 12 | 13 | 14 | 15 | 16 | 17 | 18 | 19 | 20 | 21 | 22 | 23 | 24
Add Cap During the Year |  | 7.4019 | 5.3178 | 16.6731 | 4.6172 | 11.1825 | 6.7329 | 2.083 | 1.16 | 1.9911 | 14.723 | 1.88 | 0.7 | 7.14 |  |  | To be link with True Up and APR
Cumulative Add Cap |  | 7.4019 | 12.7196 | 29.3928 | 34.0099 | 45.1924 | 51.9253 | 54.0083 | 55.1683 | 57.1594 | 71.8824 | 73.7624 | 74.4624 | 81.6024
Depreciation upto 31.03.2011 |  | 12: 293.1012
Depreciation |  | 12 | 13 | 14 | 15 | 16 | 17 | 18 | 19 | 20 | 21 | 22 | 23 | 24
Original |  | 5.34 | 5.34 | 5.34 | 5.34 | 5.34 | 3.77 | 3.77 | 3.55 | 3.4021 | 3.1884 | 3.3738 | 3.38 | 3.29
Add Cap |  | 0.19 | 0.54 | 1.1 | 1.64 | 2.07 | 2.54 | 2.77 | 2.85 | 2.8312 | 3.4538 | 4.1298 | 4.24 | 4.63
Total |  | 5.53 | 5.88 | 6.44 | 6.98 | 7.41 | 6.31 | 6.54 | 6.4 | 6.2333 | 6.6422 | 7.5036 | 7.62 | 7.92
Cumulative Original |  | 298.4412 | 303.7812 | 309.1212 | 314.4612 | 319.8012 | 323.5712 | 327.3412 | 330.8912 | 334.2933 | 337.4817 | 340.8556 | 344.2356 | 347.5256
Cumulative Original after decap-adjustment |  | 293.1012 20: 322.3447; 293.1012 21: 325.6895; 293.1012 22: 324.2324; 293.1012 23: 327.5745; 293.1012 24: 330.9461
Cumulative Add Cap |  | 0.19 | 0.73 | 1.83 | 3.47 | 5.54 | 8.08 | 10.85 | 13.7 | 16.5312 | 19.985 | 24.1148 | 28.3548 | 32.9848
Cumulative Add Cap after decap-adjustment |  | 293.1012 20: 16.5036; 293.1012 21: 19.9286; 293.1012 22: 24.0394; 293.1012 23: 28.275; 293.1012 24: 0
Cumulative total |  | 298.6312 | 304.5112 | 310.9512 | 317.9312 | 325.3412 | 331.6512 | 338.1912 | 344.5912 | 350.8245 | 357.4667 | 364.9703 | 372.5903 | 380.5103
|  | 293.1012 12: FY 2019-20; 293.1012 16: FY 2020-21; 293.1012 19: FY 22; 293.1012 22: FY 23 | FY 24
|  | Original Project Cost |  | Add Cap | Total | Original Project Cost | Add Cap | Total | Org | Add Cap | Total | Org | Add Cap | Total | Org | Add Cap | Total
Particulars | Formulae | Upto 31.3.19 | FY 2019-20 | FY 2019-20 | FY 2019-20 | FY 2020-21 | FY 2020-21 | FY 2020-21 | FY 22 | FY 22 | FY 22 | FY 23 | FY 23 | FY 23 | FY 24 | FY 24 | FY 24
Opening GFA (as per MTR Order) | a | 418.1379 | 407.3379 | 55.1683 | 462.5062 | 407.2662 | 57.0672 | 464.3335 | 401.5135 | 71.708 | 473.2215 | 401.4746 | 73.5311 | 475.0056 | 401.4704 | 74.2082 | 475.6786
Addition (as proposed) | b1 | 0 | 0 | 1.9911 | 1.9911 | 0 | 14.723 | 14.723 | 0 | 1.88 | 1.88 | 0 | 0.7 | 0.7 | 0 | 7.14 | 7.14
Deletion (as proposed) | b2 | 10.8 | 0.071652 | 0.09218 | 0.16383 | 5.7528 | 0.082165 | 5.835 | 0.038895 | 0.056958 | 0.095853 | 0.0041498 | 0.022881 | 0.027031 | 1.7127 | 0.12216 | 1.8348
Net Additions/Deletions | b=a1-a2 | -10.8 | -0.071652 | 1.8989 | 1.8272 | -5.7528 | 14.6408 | 8.888 | -0.038895 | 1.823 | 1.7841 | -0.0041498 | 0.67712 | 0.67297 | -1.7127 | 7.0178 | 5.3052
Closing GFA | c = a+b1-b2 | 407.3379 | 407.2662 | 57.0672 | 464.3335 | 401.5135 | 71.708 | 473.2215 | 401.4746 | 73.5311 | 475.0056 | 401.4704 | 74.2082 | 475.6786 | 399.7577 | 81.226 | 480.9838
Avg GFA | d = (a+c)/2 |  | 407.3021 | 56.1178 | 463.4198 | 404.3899 | 64.3876 | 468.7775 | 401.494 | 72.6196 | 474.1136 | 401.4725 | 73.8696 | 475.3421 | 400.6141 | 77.7171 | 478.3312
Depreciable Value (@90% of Closing GFA) | e = dx90% |  | 366.5719 | 50.506 | 417.0779 | 363.9509 | 57.9489 | 421.8997 | 361.3446 | 65.3576 | 426.7022 | 361.3252 | 66.4827 | 427.8079 | 360.5527 | 69.9454 | 430.4981
Cumulative depreciation recovered till beginning of the year | f |  | 330.8912 | 13.7 | 344.5912 | 325.7468 | 16.5312 | 342.278 | 328.8779 | 19.9574 | 348.8353 | 327.6062 | 24.0585 | 351.6648 | 330.9496 | 28.2838 | 359.2333
Less: Cumulative depreciation adjustment on account of Decapitalisation | g |  | 8.5465 | 0 | 8.5465 | 0.0573 | 0.027622 | 0.084921 | 4.6455 | 0.028735 | 4.6743 | 0.031735 | 0.01911 | 0.050845 | 0.0034209 | 0.0088011 | 0.012222
Opening Cumulative Depreciation [Value, %] | h = f-g |  | 322.3447 | 13.7 | 336.0447 | 325.6895 | 16.5036 | 342.1931 | 324.2324 | 19.9286 | 344.161 | 327.5745 | 24.0394 | 351.6139 | 330.9461 | 28.275 | 359.2211
| i = h/c |  | 79.14% | 24.41% | 72.51% | 80.54% | 25.63% | 73% | 80.76% | 27.44% | 72.59% | 81.59% | 32.54% | 73.97% | 82.61% | 36.38% | 75.1%
Balance Depreciable Value | J=e-h |  | 44.2272 | 36.806 | 81.0332 | 38.2614 | 41.4452 | 79.7066 | 37.1122 | 45.429 | 82.5412 | 33.7507 | 42.4432 | 76.194 | 29.6065 | 41.6704 | 71.277
Balance Useful life at the beginning of the year | k=25-Age |  | 13 | 13 | 13 | 12 | 12 | 12 | 11 | 11 | 11 | 10 | 10 | 10 | 9 | 9 | 9
Annual Depreciation on total GFA [Since, cum dep > 70%, to be spread in balance useful life respectively | l=j/k |  | 3.4021 | 2.8312 | 6.2333 | 3.1884 | 3.4538 | 6.6422 | 3.3738 | 4.1299 | 7.5037 | 3.3751 | 4.2443 | 7.6194 | 3.2896 | 4.63 | 7.9197
Closing Cumulative Depreciation [Value] | m=h-l |  | 325.7468 | 16.5312 | 342.278 | 328.8779 | 19.9574 | 348.8353 | 327.6062 | 24.0585 | 351.6648 | 330.9496 | 28.2838 | 359.2333 | 334.2358 | 32.905 | 367.1408 | 367.1399
| n | 293.1012 12: 336.3054
Dericiation Approved |  | 293.1012 12: FY 2011-12; 293.1012 13: FY 2012-13; 293.1012 14: FY 2013-14; 293.1012 15: FY 2014-15; 293.1012 16: FY 2015-16; 293.1012 17: Total
Original |  | 293.1012 12: 3.59; 293.1012 13: 3.59; 293.1012 14: 3.59; 293.1012 15: 3.59; 293.1012 16: 3.36; 293.1012 17: 17.72
Add Cap |  | 293.1012 12: 0.22; 293.1012 13: 0.72; 293.1012 14: 1.23; 293.1012 15: 1.81; 293.1012 16: 2.43; 293.1012 17: 6.41
|  | 3.81 | 4.31 | 4.82 | 5.4 | 5.79 | 24.13
|  | 293.1012 |  |  |  |  | 360.4354
Dericiation Approved |  | 293.1012 12: FY 2011-12; 293.1012 13: FY 2012-13; 293.1012 14: FY 2013-14; 293.1012 15: FY 2014-15; 293.1012 16: FY 2015-16
Original |  | 293.1012 12: 5.34; 293.1012 13: 5.34; 293.1012 14: 5.34; 293.1012 15: 5.34; 293.1012 16: 5.34; 293.1012 17: 26.7
Add Cap |  | 293.1012 12: 0.19; 293.1012 13: 0.54; 293.1012 14: 1.1; 293.1012 15: 1.64; 293.1012 16: 2.07; 293.1012 17: 5.54
|  | 5.53 | 5.88 | 6.44 | 6.98 | 7.41 | 32.24
325.3412
Rs Crore
Summary of Depreciation for FY 2020-21 - Unit 2
[19 empty] | Particulars | Proposed | Approved by Hon'ble Commission | Diff
[19 empty] | Depreciation on Original Capital Cost | 3.1884 | 7.64 | -0.99778
[19 empty] | Depreciation on Additional Capitalizations | 3.4538
[19 empty] | Total Depreciation during the year | 6.6422 | 7.64 | -0.99778
Note on L19: [Threaded comment] Your version of Excel allows you to read this threaded comment; however, any edits to it will get removed if the file is opened in a newer version of Excel. Learn more: https://go.microsoft.com/fwlink/?linkid=870924 Comment: Bifurcation not available in T.O

## P&L U2_21
ANNEXURE 2
ANNEXURE 1
PROFIT AND LOSS STATEMENT OF JOJOBERA 120 MW , UNIT NO 2 FOR THE FINANCIAL YEAR ENDED 31ST MARCH, 2021
(Division of The Tata Power Company Limited)
Sl.no |  | Particulars |  | Amount (Rs.)
A |  | REVENUE (Refer Note 1)
|  | Operation Management Services- Assets Under Lease |  | 2553132387
|  | Operating Income- Income from Finance Lease |  | 269200000
|  | Operating Income- Others |  | 4922524
|  | Other Income |  | 22466
|  | TOTAL REVENUE (A) |  | 2827277377
B |  | EXPENSES (Refer Note 2,3 &4)
|  | Cost of Fuel |  | 1872633838
|  | Employee Benefit Expenses |  | 80252927
|  | Finance Cost |  | 43032
|  | Depreciation |  | 0
|  | Consumption of Stores, Oil, etc. |  | 14824119
|  | Rental of Land, Buildings, Plant and Equipment, etc. |  | 897900
|  | Repairs and Maintainence |  | 88578180 | 103402299
|  | Rates and Taxes |  | 5070092
|  | Raw water Expenses |  | 44782518
|  | Insurance |  | 10719926
|  | Other Operation Expenses |  | 52948749
|  | Ash Disposal Expenses |  | 33868816
|  | Travelling and Conveyance Expenses |  | 1430395
|  | Exchange Loss |  | 144001
|  | Auditors Remuneration |  | 64900
|  | Cost of Services Procured |  | 9041152
|  | Prov for Doubtful Debts/Advances (Net) |  | -21719
|  | Miscellaneous Expenses |  | 6962291
|  | Allocation of Head Office expenses |  | 116900953
|  | TOTAL EXPENSES (B) |  | 2339142070 | 46.6508
|  | PROFIT BEFORE TAX (A-B) |  | 488135307
Notes:
1) | The Jojobera division of the Company has 4 units- Units 1 and 4 are non-regulated and Units 2 and 3 are regulated. The division identifies and records direct income and expenses relating to the respective units by using unique cost centre assigned to the respective units. All other common costs are allocated to the respective unit on the basis as below. The above statement has been prepared on the basis of the income and expenses appearing in the books of the Jojobera division and the Company's Head Office.
|  | Note references | Principles of allocation
|  | Revenue from Operation Management Services- Assets Under Lease, Operating Income- Income from Finance Lease and Cost of fuel | Directly identifiable income or expenses to the respective units
|  | Operating Income- Others, Other income, Finance Cost | Production capacity of the Plants
|  | Ash Disposal Expenses | Coal Consumed
|  | Employee Benefit Expenses | Production Staff on Capacity and Support Staff equally among the units
|  | Consumption of Stores, Oil, etc., Repairs and Maintainence | Directly identifiable expenses to the respective units and common costs on production capacity of the Plants
|  | Rental of Land, Buildings, Plant and Equipment, etc. | Equally among the units
|  | Rates and Taxes, Other Operation Expenses, Travelling and Conveyance Expenses, Auditors Remuneration, Cost of Services Procured, Prov for Doubtful Debts/Advances (Net), Miscellaneous Expenses | Directly identifiable expenses to the respective units and common costs equally among the units
|  | Raw water Expenses | Refer Note 2 below
|  | Insurance | Gross block of assets of the units
|  | Allocation of Head Office expenses | Refer Note 3 below
2) | Raw water has been allocated based on actual generation of power. For better representation purpose, it has been shown separately from Rates and Taxes .
3) | Head Office expenses have been allocated to Jojobera location by the management based on the proportion of revenue of the Jojobera location to the operating revenue of the Company. The HO expenses are then allocated to the respective units based on the revenue of each unit for FY 2019-20. The basis of allocation have been relied upon by the auditors.
4) | The Company estimates that there are no significant costs or income other than the above, that can be fairly attributed to this unit.
5) | Consequent to adoption of Indian Accounting Standards ( Ind AS) with a transition date of 1 April, 2017 , in accordance with requirements of Ind AS 17 - Leases, the Power Purchase agreements entered into by the Company with Tata Steel Limited have been classified as "Arrangements in the nature of lease" and consequently property, plant and equipment have been derecognised and finance lease receivable has been accounted for.
|  |  | Certified true and correct | Certified true and correct
|  |  | For and on behalf of | For and on behalf of
|  |  | The Tata Power Co. Ltd. | The Tata Power Company Limited
|  |  | by their Constituted Attorney | by their Constituted Attorney
Date:
-192631106.12

## P&L U2_22
ANNEXURE 2
ANNEXURE 1
PROFIT AND LOSS STATEMENT OF JOJOBERA 120 MW , UNIT NO 2 FOR THE FINANCIAL YEAR ENDED 31ST MARCH, 2022
(Division of The Tata Power Company Limited)
Sl.no |  | Particulars |  | Amount (Rs.)
A |  | REVENUE (Refer Note 1)
|  | Operation Management Services- Assets Under Lease |  | 2232432284
|  | Operating Income- Income from Finance Lease |  | 225800000
|  | Operating Income- Others |  | 10332327
|  | Other Income |  | 19712
|  | Exchange Gain |  | 49796
|  | TOTAL REVENUE (A) |  | 2468634119
B |  | EXPENSES (Refer Note 2,3 &4)
|  | Cost of Fuel |  | 1720647254
|  | Employee Benefit Expenses |  | 88623827
|  | Finance Cost |  | 600814
|  | Depreciation |  | 0
|  | Consumption of Stores, Oil, etc. |  | 23794858
|  | Rental of Land, Buildings, Plant and Equipment, etc. |  | 892666
|  | Repairs and Maintainence |  | 227816693 |  | 273430364.09
|  | Rates and Taxes |  | 2403529 |  | 19935916.41
|  | Raw water Expenses |  | 43609939 |  | -127564496.8419
|  | Insurance |  | 9105950 |  | 165801783.6581
|  | Other Operation Expenses |  | 18254685 |  | 2.3419
|  | Ash Disposal Expenses |  | 19590928
|  | Travelling and Conveyance Expenses |  | 2986023
Exchange Loss
|  | Auditors Remuneration |  | 188800
|  | Cost of Services Procured |  | 10043512
|  | Prov for Doubtful Debts/Advances (Net) |  | 0
|  | Miscellaneous Expenses |  | 6708358
|  | Allocation of Head Office expenses |  | 127564497 | 584316242.82
|  | TOTAL EXPENSES (B) |  | 2302832333 | 487419630
96896612.82
|  | PROFIT BEFORE TAX (A-B) |  | 165801786
116900953
20004340.05
Notes: | [5 empty] | -96896612.95
1) | The Jojobera division of the Company has 4 units- Units 1 and 4 are non-regulated and Units 2 and 3 are regulated. The division identifies and records direct income and expenses relating to the respective units by using unique cost centre assigned to the respective units. All other common costs are allocated to the respective unit on the basis as below. The above statement has been prepared on the basis of the income and expenses appearing in the books of the Jojobera division and the Company's Head Office.
|  | Note references | Principles of allocation
|  | A | Directly identifiable income or expenses to the respective units
|  | B | Production capacity of the Plants
|  | C | Coal Consumed
|  | D | Production Staff on Capacity and Support Staff equally among the units
|  | E | Directly identifiable expenses to the respective units and common costs on production capacity of the Plants
|  | F | Equally among the units
|  | G | Directly identifiable expenses to the respective units and common costs equally among the units
|  | H | Refer Note 2 below
|  | I | Gross block of assets of the units
|  | J | Refer Note 3 below
2) | Raw water has been allocated based on actual generation of power. For better representation purpose, it has been shown separately from Rates and Taxes .
3) | Head Office expenses have been allocated to Jojobera location by the management based on the proportion of revenue of the Jojobera location to the operating revenue of the Company. The HO expenses are then allocated to the respective units based on the revenue of each unit for FY 2020-21. The basis of allocation have been relied upon by the auditors.
4) | The Company estimates that there are no significant costs or income other than the above, that can be fairly attributed to this unit.
5) | Consequent to adoption of Indian Accounting Standards ( Ind AS) with a transition date of 1 April, 2017 , in accordance with requirements of Ind AS 17 - Leases, the Power Purchase agreements entered into by the Company with Tata Steel Limited have been classified as "Arrangements in the nature of lease" and consequently property, plant and equipment have been derecognised and finance lease receivable has been accounted for.
Certified true and correct
For and on behalf of
The Tata Power Co. Ltd.
|  |  | by their Constituted Attorney | Certified true and correct
For and on behalf of
The Tata Power Company Limited
by their Constituted Attorney
Date:
-192631106.12

## P&L U2_25
ANNEXURE 1
PROFIT AND LOSS STATEMENT OF JOJOBERA 120 MW , UNIT NO 2 FOR THE FINANCIAL YEAR ENDED 31ST MARCH, 2025
(Division of The Tata Power Company Limited)
Sl.no |  | Particulars |  | Amount (Rs.)
A |  | REVENUE (Refer Note 1)
|  | Operation Management Services- Assets Under Lease |  | 3004087467.79
|  | Operating Income- Income from Finance Lease |  | 182300000
|  | Operating Income- Others |  | 9539135.8313
|  | Other Income |  | 11047.7179
|  | TOTAL REVENUE (A) |  | 3195937651.3392
B |  | EXPENSES (Refer Note1,2,3 &4)
|  | Cost of Fuel |  | 2148833639.31
|  | Employee Benefit Expenses |  | 110327027.55
|  | Employee Benefit Expenses |  | 8198033.9
|  | Finance Cost |  | 39407991.7077
|  | Depreciation & Amortizations |  | 592916.5712
|  | Consumption of Stores, Oil, etc. |  | 12886310.9407
|  | Rental of Land, Buildings, Plant and Equipment, etc. |  | 1011106.365
|  | Repairs and Maintainence |  | 305805485.9976
|  | Rates and Taxes |  | 2344657.3175
|  | Raw water Expenses |  | 57254585.31
|  | Insurance |  | 10381526.6882
|  | Other Operation Expenses |  | 25693432.3625
|  | Ash Disposal Expenses |  | 37259233.6154
|  | Travelling and Conveyance Expenses |  | 4432858.33
|  | Cost of Services Procured |  | 18658605.46
|  | Miscellaneous Expenses |  | 8363677.075
|  | Allocation of Head Office expenses |  | 145950667.8106
|  | TOTAL EXPENSES (B) |  | 2937401756.3114
|  | PROFIT BEFORE TAX (A-B) |  | 258535895.0278 | -258535895.0278
|  | A&G |  | 70885863.5982
|  | R&M |  | 318691796.9383
Notes:
1) | The Jojobera division of the Company has four units- Units 1 and 4 are non-regulated and Units 2 and 3 are regulated. The division identifies and records direct income and expenses relating to the respective units by using unique cost centre assigned to the respective units. All other common costs are allocated to the respective unit on the basis as below. The above statement has been prepared on the basis of the income and expenses appearing in the books of the Jojobera division and the Company's Head Office.
|  | Note references | Principles of allocation
|  | Revenue from Operation Management Services- Assets Under Lease, Operating Income-Income from Finace Lease and Cost of Fuel | Directly identifiable income or expenses to the respective units.
|  | Operating Income-Others, Other income, Finance Cost | Production capacity of the plants.
|  | Depreciation & Amortizations | Gross block of assets of the units
|  | Operating Income-Sale of fly Ash | Coal Consumed
|  | Ash Disposal Expenses | Coal Consumed
|  | Employee Benefit Expenses & Terminal Liabilities | Production staff on capacity of the plants and support staff equally among the units. Production and support staff comprises 81% and 19% respectively of the total employee headcount at Jojobera division. Accordingly, Total Employee Benefit Expenses have been apportioned in production staff expense and support staff expense in ratio of 81:19.
|  | Consumption of Stores,Oil etc, Repairs and Maintainence | Directly identifiable expenses to the respective units and common costs on production capacity of the plants.
|  | Rental of Land,Building,Plant and Equipment ,etc | Equally among the units
|  | Rates and Taxes,Other Operation Expenses,Travelling and Conveyance Expenses,Auditors Remuneration,Cost of Services Procured,Miscellaneous Expenses. | Directly identifiable expenses to the respective units and common costs equally among the units.
|  | Raw water Expenses | Refer Note 2 below
|  | Insurance | Gross block of assets of the units
|  | Allocation of Head Office expenses | Refer Note 3 below
2) | Raw water has been allocated based on actual generation of power. For better presentation purpose, it has been shown separately from Rates and Taxes .
3) | Head Office expenses have been allocated to Jojobera location by the management based on the proportion of revenue of the Jojobera location to the operating revenue of the Company. The HO expenses are then allocated to the respective units based on the revenue of each unit for FY 2023-24. The basis of allocation have been relied upon by the auditors.
4) | The Company estimates that there are no significant costs or income other than the above, that can be fairly attributed to this unit.
5) | Consequent to adoption of Indian Accounting Standards ( Ind AS) with a transition date of 1 April, 2017 , in accordance with requirements of Ind AS 116 - Leases, the Power Purchase agreements entered into by the Company with Tata Steel Limited have been classified as "Arrangements in the nature of lease" and consequently property, plant and equipment have been derecognised and finance lease receivable has been accounted for.
For and on behalf of
The Tata Power Company Limited
Jinendra V Patil
Group Financial Controller, Finance and Accounts
Date: |  | XX.09.2025 |  | Place: Mumbai
-192631106.12

## P&L U3_21
ANNEXURE 2
ANNEXURE 1
PROFIT AND LOSS STATEMENT OF JOJOBERA 120 MW , UNIT NO 2 FOR THE FINANCIAL YEAR ENDED 31ST MARCH, 2021
(Division of The Tata Power Company Limited)
Sl.no |  | Particulars |  | Amount (Rs.)
A |  | REVENUE (Refer Note 1)
|  | Operation Management Services- Assets Under Lease |  | 2268962125
|  | Operating Income- Income from Finance Lease |  | 241700000
|  | Operating Income- Others |  | 4922524
|  | Other Income |  | 22466
|  | TOTAL REVENUE (A) |  | 2515607115
B |  | EXPENSES (Refer Note 2,3 &4)
|  | Cost of Fuel |  | 1659815489
|  | Employee Benefit Expenses |  | 80252927
|  | Finance Cost |  | 187468
|  | Depreciation |  | 0
|  | Consumption of Stores, Oil, etc. |  | 24034650
|  | Rental of Land, Buildings, Plant and Equipment, etc. |  | 897900
|  | Repairs and Maintainence |  | 193288386
|  | Rates and Taxes |  | 4592592
|  | Raw Water Expenses |  | 40473290
|  | Insurance |  | 8740525
|  | Other Operation Expenses |  | 53902320
|  | Ash Disposal Expenses |  | 31692274
|  | Travelling and Conveyance Expenses |  | 1430395
Consultant Fees
|  | Exchange Loss |  | 134747
|  | Auditors Remuneration |  | 64900
|  | Cost of Services Procured |  | 8638016
|  | Prov for Doubtful Debts/Advances (Net) |  | -21719
|  | Miscellaneous Expenses |  | 7038059
|  | Allocation of Head Office expenses |  | 109896693
|  | TOTAL EXPENSES (B) |  | 2225058912 | 56.5243
|  | PROFIT BEFORE TAX (A-B) |  | 290548203
Notes:
1) | The Jojobera division of the Company has 4 units- Units 1 and 4 are non-regulated and Units 2 and 3 are regulated. The division identifies and records direct income and expenses relating to the respective units by using unique cost centre assigned to the respective units. All other common costs are allocated to the respective unit on the basis as below. The above statement has been prepared on the basis of the income and expenses appearing in the books of the Jojobera division and the Company's Head Office.
|  | Note references | Principles of allocation
|  | Revenue from Operation Management Services- Assets Under Lease, Operating Income- Income from Finance Lease and Cost of fuel | Directly identifiable income or expenses to the respective units
|  | Operating Income- Others, Other income, Finance Cost | Production capacity of the Plants
|  | Ash Disposal Expenses | Coal Consumed
|  | Employee Benefit Expenses | Production Staff on Capacity and Support Staff equally among the units
|  | Consumption of Stores, Oil, etc., Repairs and Maintainence | Directly identifiable expenses to the respective units and common costs on production capacity of the Plants
|  | Rental of Land, Buildings, Plant and Equipment, etc. | Equally among the units
|  | Rates and Taxes, Other Operation Expenses, Travelling and Conveyance Expenses, Auditors Remuneration, Cost of Services Procured, Prov for Doubtful Debts/Advances (Net), Miscellaneous Expenses | Directly identifiable expenses to the respective units and common costs equally among the units
|  | Raw water Expenses | Refer Note 2 below
|  | Insurance | Gross block of assets of the units
|  | Allocation of Head Office expenses | Refer Note 3 below
2) | Raw water has been allocated based on actual generation of power. For better representation purpose, it has been shown separately from Rates and Taxes .
3) | Head Office expenses have been allocated to Jojobera location by the management based on the proportion of revenue of the Jojobera location to the operating revenue of the Company. The HO expenses are then allocated to the respective units based on the revenue of each unit for FY 2019-20. The basis of allocation have been relied upon by the auditors.
4) | The Company estimates that there are no significant costs or income other than the above, that can be fairly attributed to this unit.
5) | Consequent to adoption of Indian Accounting Standards ( Ind AS) with a transition date of 1 April, 2017 , in accordance with requirements of Ind AS 17 - Leases, the Power Purchase agreements entered into by the Company with Tata Steel Limited have been classified as "Arrangements in the nature of lease" and consequently property, plant and equipment have been derecognised and finance lease receivable has been accounted for.
|  |  | Certified true and correct | Certified true and correct
|  |  | For and on behalf of | For and on behalf of
|  |  | The Tata Power Co. Ltd. | The Tata Power Company Limited
|  |  | by their Constituted Attorney | by their Constituted Attorney
Date:
-192631106.12

## P&L U3_22
ANNEXURE 2
ANNEXURE 1
PROFIT AND LOSS STATEMENT OF JOJOBERA 120 MW , UNIT NO 2 FOR THE FINANCIAL YEAR ENDED 31ST MARCH, 2022
(Division of The Tata Power Company Limited)
Sl.no |  | Particulars |  | Amount (Rs.)
A |  | REVENUE (Refer Note 1)
|  | Operation Management Services- Assets Under Lease |  | 2436112435
|  | Operating Income- Income from Finance Lease |  | 225900000
|  | Operating Income- Others |  | 10863738
|  | Other Income |  | 19712
|  | Exchange Gain |  | 57059
|  | TOTAL REVENUE (A) |  | 2672952944
B |  | EXPENSES (Refer Note 2,3 &4)
|  | Cost of Fuel |  | 1968009312
|  | Employee Benefit Expenses |  | 88623827
|  | Finance Cost |  | 533193
|  | Depreciation |  | 0
|  | Consumption of Stores, Oil, etc. |  | 14953410
|  | Rental of Land, Buildings, Plant and Equipment, etc. |  | 892666
|  | Repairs and Maintainence |  | 86988065
|  | Rates and Taxes |  | 2403530
|  | Raw Water Expenses |  | 50010533
|  | Insurance |  | 7455224
|  | Other Operation Expenses |  | 18388463
|  | Ash Disposal Expenses |  | 22448489
|  | Travelling and Conveyance Expenses |  | 2986023 | 375040399.68 | 374916325 | 124074.68
Consultant Fees
|  | Auditors Remuneration |  | 188800
|  | Cost of Services Procured |  | 9217772
|  | Prov for Doubtful Debts/Advances (Net) |  | 0
|  | Miscellaneous Expenses |  | 7279636
|  | Allocation of Head Office expenses |  | 113502072
|  | TOTAL EXPENSES (B) |  | 2393881015 | 384699813.04
-279071929
|  | PROFIT BEFORE TAX (A-B) |  | 279071929 | 105627884.04 | 375040399.68 | -95968470.68
109896693
Notes: |  |  |  |  | 15901986.76
1) | The Jojobera division of the Company has 4 units- Units 1 and 4 are non-regulated and Units 2 and 3 are regulated. The division identifies and records direct income and expenses relating to the respective units by using unique cost centre assigned to the respective units. All other common costs are allocated to the respective unit on the basis as below. The above statement has been prepared on the basis of the income and expenses appearing in the books of the Jojobera division and the Company's Head Office. |  |  |  | 42.5872
|  | Note references | Principles of allocation
|  | A | Directly identifiable income or expenses to the respective units
|  | B | Production capacity of the Plants
|  | C | Coal Consumed
|  | D | Production Staff on Capacity and Support Staff equally among the units
|  | E | Directly identifiable expenses to the respective units and common costs on production capacity of the Plants
|  | F | Equally among the units
|  | G | Directly identifiable expenses to the respective units and common costs equally among the units
|  | H | Refer Note 2 below
|  | I | Gross block of assets of the units
|  | J | Refer Note 3 below
2) | Raw water has been allocated based on actual generation of power. For better representation purpose, it has been shown separately from Rates and Taxes .
3) | Head Office expenses have been allocated to Jojobera location by the management based on the proportion of revenue of the Jojobera location to the operating revenue of the Company. The HO expenses are then allocated to the respective units based on the revenue of each unit for FY 2020-21. The basis of allocation have been relied upon by the auditors.
4) | The Company estimates that there are no significant costs or income other than the above, that can be fairly attributed to this unit.
5) | Consequent to adoption of Indian Accounting Standards ( Ind AS) with a transition date of 1 April, 2017 , in accordance with requirements of Ind AS 17 - Leases, the Power Purchase agreements entered into by the Company with Tata Steel Limited have been classified as "Arrangements in the nature of lease" and consequently property, plant and equipment have been derecognised and finance lease receivable has been accounted for.
Certified true and correct
For and on behalf of
The Tata Power Co. Ltd.
by their Constituted Attorney
Certified true and correct
For and on behalf of
The Tata Power Company Limited
by their Constituted Attorney
Date:
-192631106.12

## P&L U3_25
ANNEXURE 1
PROFIT AND LOSS STATEMENT OF JOJOBERA 120 MW , UNIT NO 3 FOR THE FINANCIAL YEAR ENDED 31ST MARCH, 2025
(Division of The Tata Power Company Limited)
Sl. No |  | Particulars |  | Amount (Rs.)
A |  | REVENUE (Refer Note 1)
|  | Operation Management Services- Assets Under Lease |  | 3146307167.35
|  | Operating Income- Income from Finance Lease |  | 194300000
|  | Operating Income- Others |  | 10255475.5666
|  | Other Income |  | 13316.8077
|  | TOTAL REVENUE (A) |  | 3350875959.7243
B |  | EXPENSES (Refer Note 1,2,3 &4)
|  | Cost of Fuel |  | 2271956836.25
|  | Employee Benefit Expenses |  | 110247584.62
|  | Terminal Liabilities |  | 8198033.9
|  | Finance Cost |  | 39390135.8577
|  | Depreciation & Amortizations |  | 479301.979
|  | Consumption of Stores, Oil, etc. |  | 11890932.8607
|  | Rental of Land, Buildings, Plant and Equipment, etc. |  | 1011106.365
|  | Repairs and Maintainence |  | 105701292.7576
|  | Rates and Taxes |  | 2427657.3175
|  | Raw water Expenses |  | 62573364.36
|  | Insurance |  | 8392219.9665
|  | Other Operation Expenses |  | 25678215.7525
|  | Ash Disposal Expenses |  | 41377593.2052
|  | Travelling and Conveyance Expenses |  | 4358796.33
|  | Cost of Services Procured |  | 17989368.16
|  | Miscellaneous Expenses |  | 8855665.505
|  | Allocation of Head Office expenses |  | 140259342.9453
|  | TOTAL EXPENSES (B) |  | 2860787449.132
|  | PROFIT BEFORE TAX (A-B) |  | 490088510.5922 | -490088511.5922 | -1
|  | A&G |  | 68713029.3965
|  | R&M |  | 117592225.6183
Notes:
1) | The Jojobera division of the Company has four units- Units 1 and 4 are non-regulated and Units 2 and 3 are regulated. The division identifies and records direct income and expenses relating to the respective units by using unique cost centre assigned to the respective units. All other common costs are allocated to the respective unit on the basis as below. The above statement has been prepared on the basis of the income and expenses appearing in the books of the Jojobera division and the Company's Head Office.
|  | Note references | Principles of allocation
|  | Revenue from Operation Management Services- Assets Under Lease, Operating Income-Income from Finace Lease and Cost of Fuel | Directly identifiable income or expenses to the respective units.
|  | Operating Income-Others, Other income, Finance Cost | Production capacity of the plants
|  | Depreciation & Amortizations | Gross block of assets of the units
|  | Operating Income-Sale of fly Ash | Coal Consumed
|  | Ash Disposal Expenses | Coal Consumed
|  | Employee Benefit Expenses & Terminal Liabilities | Production staff on capacity of the plants and support staff equally among the units. Production and support staff comprises 81% and 19% respectively of the total employee headcount at Jojobera division. Accordingly, Total Employee Benefit Expenses have been apportioned in production staff expense and support staff expense in ratio of 81:19.
|  | Consumption of Stores,Oil etc, Repairs and Maintainence | Directly identifiable expenses to the respective units and common costs on production capacity of the plants.
|  | Rental of Land,Building,Plant and Equipment ,etc | Equally among the units
|  | Rates and Taxes,Other Operation Expenses,Travelling and Conveyance Expenses,Auditors Remuneration,Cost of Services Procured,Miscellaneous Expenses. | Directly identifiable expenses to the respective units and common costs equally among the units
|  | Raw water Expenses | Refer Note 2 below
|  | Insurance | Gross block of assets of the units
|  | Allocation of Head Office expenses | Refer Note 3 below
2) | Raw water has been allocated based on actual generation of power. For better presentation purpose, it has been shown separately from Rates and Taxes.
3) | Head Office expenses have been allocated to Jojobera location by the management based on the proportion of revenue of the Jojobera location to the operating revenue of the Company. The HO expenses are then allocated to the respective units based on the revenue of each unit for FY 2023-24. The basis of allocation have been relied upon by the auditors.
4) | The Company estimates that there are no significant costs or income other than the above, that can be fairly attributed to this unit.
5) | Consequent to adoption of Indian Accounting Standards ( Ind AS) with a transition date of 1 April, 2017 , in accordance with requirements of Ind AS 116 - Leases, the Power Purchase agreements entered into by the Company with Tata Steel Limited have been classified as "Arrangements in the nature of lease" and consequently property, plant and equipment have been derecognised and finance lease receivable has been accounted for.
For and on behalf of
The Tata Power Company Limited
Jinendra V Patil
Group Financial Controller, Finance and Accounts
Date: |  | XX.09.2025 |  | Place: Mumbai
-192631106.12

## INFLATION
| Financial Year | FY 1997-98 | FY 1998-99 | FY 1999-00 | FY 2000-01 | FY 2001-02 | FY 2002-03 | FY 2003-04 | FY 2004-05 | FY 2005-06 | FY 2006-07 | FY 2007-08 | FY 2008-09 | FY 2009-10 | FY 2010-11 | FY 2011-12 | FY 2012-13 | FY 2013-14 | FY 2014-15 | FY 2015-16 | FY 2016-17 | FY 2017-18 | FY 2018-19 | FY 2019-20 | FY 2020-21 | FY 2021-22 | FY 2022-23 | FY 2023-24 | FY 2024-25 | FY 2025-26 | FY 2026-27 | FY 2027-28 | FY 2028-29 | FY 2029-30 | FY 2030-31
| Rate of Change of WPI YoY | 4.403% | 5.949% | 3.269% | 7.158% | 3.597% | 3.41% | 5.456% | 6.481% | 4.47% | 6.586% | 4.742% | 8.051% | 3.801% | 9.563% | 8.938% | 6.879% | 5.239% | 1.244% | -3.687% | 1.732% | 2.957% | 4.265% | 1.669% | 1.314% | 12.97% | 9.408% | -0.7264% | 2.273% | -0.03767% | -0.03767% | -0.03767% | -0.03767% | -0.03767% | -0.03767%
| Rate of Change of CPI YoY | 6.842% | 13.13% | 3.425% | 3.818% | 4.315% | 3.975% | 3.857% | 3.831% | 4.41% | 6.7% | 6.133% | 9.171% | 12.37% | 10.45% | 8.391% | 10.44% | 9.682% | 6.285% | 5.648% | 4.119% | 3.081% | 5.45% | 7.53% | 5.021% | 5.129% | 6.053% | 5.186% | 3.384% | 2.7% | 2.7% | 2.7% | 2.7% | 2.7% | 2.7%
INFLATION | Weighted Average - 60(WPI):40 (CPI) | 5.378% | 8.82% | 3.331% | 5.822% | 3.884% | 3.636% | 4.816% | 5.421% | 4.446% | 6.631% | 5.298% | 8.499% | 7.229% | 9.916% | 8.719% | 8.302% | 7.016% | 3.261% | 0.04667% | 2.687% | 3.006% | 4.739% | 4.014% | 2.797% | 9.836% | 8.066% | 1.639% | 2.717% | 1.057% | 1.057% | 1.057% | 1.057% | 1.057% | 1.057%
Weighted Average - 60(WPI):40 (CPI)
Financial Yr. | Accumulation Factor
FY 2011-12 | 2.0525 | 1.0538 | 1.0882 | 1.0333 | 1.0582 | 1.0388 | 1.0364 | 1.0482 | 1.0542 | 1.0445 | 1.0663 | 1.053 | 1.085 | 1.0723 | 1.0992 | 1.0872
FY 2012-13 | 2.223 | 1.0538 | 1.0882 | 1.0333 | 1.0582 | 1.0388 | 1.0364 | 1.0482 | 1.0542 | 1.0445 | 1.0663 | 1.053 | 1.085 | 1.0723 | 1.0992 | 1.0872 | 1.083
FY 2013-14 | 2.3789 | 1.0538 | 1.0882 | 1.0333 | 1.0582 | 1.0388 | 1.0364 | 1.0482 | 1.0542 | 1.0445 | 1.0663 | 1.053 | 1.085 | 1.0723 | 1.0992 | 1.0872 | 1.083 | 1.0702
FY 2014-15 | 2.4565 | 1.0538 | 1.0882 | 1.0333 | 1.0582 | 1.0388 | 1.0364 | 1.0482 | 1.0542 | 1.0445 | 1.0663 | 1.053 | 1.085 | 1.0723 | 1.0992 | 1.0872 | 1.083 | 1.0702 | 1.0326
FY 2015-16 | 2.4576 | 1.0538 | 1.0882 | 1.0333 | 1.0582 | 1.0388 | 1.0364 | 1.0482 | 1.0542 | 1.0445 | 1.0663 | 1.053 | 1.085 | 1.0723 | 1.0992 | 1.0872 | 1.083 | 1.0702 | 1.0326 | 1.0005
FY 2016-17 | 2.5237 | 1.0538 | 1.0882 | 1.0333 | 1.0582 | 1.0388 | 1.0364 | 1.0482 | 1.0542 | 1.0445 | 1.0663 | 1.053 | 1.085 | 1.0723 | 1.0992 | 1.0872 | 1.083 | 1.0702 | 1.0326 | 1.0005 | 1.0269
FY 2017-18 | 2.5995 | 1.0538 | 1.0882 | 1.0333 | 1.0582 | 1.0388 | 1.0364 | 1.0482 | 1.0542 | 1.0445 | 1.0663 | 1.053 | 1.085 | 1.0723 | 1.0992 | 1.0872 | 1.083 | 1.0702 | 1.0326 | 1.0005 | 1.0269 | 1.0301
FY 2018-19 | 2.7227 | 1.0538 | 1.0882 | 1.0333 | 1.0582 | 1.0388 | 1.0364 | 1.0482 | 1.0542 | 1.0445 | 1.0663 | 1.053 | 1.085 | 1.0723 | 1.0992 | 1.0872 | 1.083 | 1.0702 | 1.0326 | 1.0005 | 1.0269 | 1.0301 | 1.0474
FY 2019-20 | 2.832 | 1.0538 | 1.0882 | 1.0333 | 1.0582 | 1.0388 | 1.0364 | 1.0482 | 1.0542 | 1.0445 | 1.0663 | 1.053 | 1.085 | 1.0723 | 1.0992 | 1.0872 | 1.083 | 1.0702 | 1.0326 | 1.0005 | 1.0269 | 1.0301 | 1.0474 | 1.0401
FY 2020-21 | 2.9112 | 1.0538 | 1.0882 | 1.0333 | 1.0582 | 1.0388 | 1.0364 | 1.0482 | 1.0542 | 1.0445 | 1.0663 | 1.053 | 1.085 | 1.0723 | 1.0992 | 1.0872 | 1.083 | 1.0702 | 1.0326 | 1.0005 | 1.0269 | 1.0301 | 1.0474 | 1.0401 | 1.028
FY 2021-22 | 3.1976 | 1.0538 | 1.0882 | 1.0333 | 1.0582 | 1.0388 | 1.0364 | 1.0482 | 1.0542 | 1.0445 | 1.0663 | 1.053 | 1.085 | 1.0723 | 1.0992 | 1.0872 | 1.083 | 1.0702 | 1.0326 | 1.0005 | 1.0269 | 1.0301 | 1.0474 | 1.0401 | 1.028 | 1.0984
FY 2022-23 | 3.4555 | 1.0538 | 1.0882 | 1.0333 | 1.0582 | 1.0388 | 1.0364 | 1.0482 | 1.0542 | 1.0445 | 1.0663 | 1.053 | 1.085 | 1.0723 | 1.0992 | 1.0872 | 1.083 | 1.0702 | 1.0326 | 1.0005 | 1.0269 | 1.0301 | 1.0474 | 1.0401 | 1.028 | 1.0984 | 1.0807
FY 2023-24 | 3.5121 | 1.0538 | 1.0882 | 1.0333 | 1.0582 | 1.0388 | 1.0364 | 1.0482 | 1.0542 | 1.0445 | 1.0663 | 1.053 | 1.085 | 1.0723 | 1.0992 | 1.0872 | 1.083 | 1.0702 | 1.0326 | 1.0005 | 1.0269 | 1.0301 | 1.0474 | 1.0401 | 1.028 | 1.0984 | 1.0807 | 1.0164
FY 2024-25 | 3.6075 | 1.0538 | 1.0882 | 1.0333 | 1.0582 | 1.0388 | 1.0364 | 1.0482 | 1.0542 | 1.0445 | 1.0663 | 1.053 | 1.085 | 1.0723 | 1.0992 | 1.0872 | 1.083 | 1.0702 | 1.0326 | 1.0005 | 1.0269 | 1.0301 | 1.0474 | 1.0401 | 1.028 | 1.0984 | 1.0807 | 1.0164 | 1.0272
FY 2025-26 | 3.6457 | 1.0538 | 1.0882 | 1.0333 | 1.0582 | 1.0388 | 1.0364 | 1.0482 | 1.0542 | 1.0445 | 1.0663 | 1.053 | 1.085 | 1.0723 | 1.0992 | 1.0872 | 1.083 | 1.0702 | 1.0326 | 1.0005 | 1.0269 | 1.0301 | 1.0474 | 1.0401 | 1.028 | 1.0984 | 1.0807 | 1.0164 | 1.0272 | 1.0106
FY 2026-27 | 3.6842 | 1.0538 | 1.0882 | 1.0333 | 1.0582 | 1.0388 | 1.0364 | 1.0482 | 1.0542 | 1.0445 | 1.0663 | 1.053 | 1.085 | 1.0723 | 1.0992 | 1.0872 | 1.083 | 1.0702 | 1.0326 | 1.0005 | 1.0269 | 1.0301 | 1.0474 | 1.0401 | 1.028 | 1.0984 | 1.0807 | 1.0164 | 1.0272 | 1.0106 | 1.0106
FY 2027-28 | 3.7232 | 1.0538 | 1.0882 | 1.0333 | 1.0582 | 1.0388 | 1.0364 | 1.0482 | 1.0542 | 1.0445 | 1.0663 | 1.053 | 1.085 | 1.0723 | 1.0992 | 1.0872 | 1.083 | 1.0702 | 1.0326 | 1.0005 | 1.0269 | 1.0301 | 1.0474 | 1.0401 | 1.028 | 1.0984 | 1.0807 | 1.0164 | 1.0272 | 1.0106 | 1.0106 | 1.0106
FY 2028-29 | 3.7625 | 1.0538 | 1.0882 | 1.0333 | 1.0582 | 1.0388 | 1.0364 | 1.0482 | 1.0542 | 1.0445 | 1.0663 | 1.053 | 1.085 | 1.0723 | 1.0992 | 1.0872 | 1.083 | 1.0702 | 1.0326 | 1.0005 | 1.0269 | 1.0301 | 1.0474 | 1.0401 | 1.028 | 1.0984 | 1.0807 | 1.0164 | 1.0272 | 1.0106 | 1.0106 | 1.0106 | 1.0106
FY 2029-30 | 3.8023 | 1.0538 | 1.0882 | 1.0333 | 1.0582 | 1.0388 | 1.0364 | 1.0482 | 1.0542 | 1.0445 | 1.0663 | 1.053 | 1.085 | 1.0723 | 1.0992 | 1.0872 | 1.083 | 1.0702 | 1.0326 | 1.0005 | 1.0269 | 1.0301 | 1.0474 | 1.0401 | 1.028 | 1.0984 | 1.0807 | 1.0164 | 1.0272 | 1.0106 | 1.0106 | 1.0106 | 1.0106 | 1.0106
FY 2030-31 | 3.8425 | 1.0538 | 1.0882 | 1.0333 | 1.0582 | 1.0388 | 1.0364 | 1.0482 | 1.0542 | 1.0445 | 1.0663 | 1.053 | 1.085 | 1.0723 | 1.0992 | 1.0872 | 1.083 | 1.0702 | 1.0326 | 1.0005 | 1.0269 | 1.0301 | 1.0474 | 1.0401 | 1.028 | 1.0984 | 1.0807 | 1.0164 | 1.0272 | 1.0106 | 1.0106 | 1.0106 | 1.0106 | 1.0106 | 1.0106
WPI DATA
| FY 1996-97 | FY 1997-98 | FY 1998-99 | FY 1999-00 | FY 2000-01 | FY 2001-02 | FY 2002-03 | FY 2003-04 | FY 2004-05 | FY 2005-06 | FY 2006-07 | FY 2007-08 | FY 2008-09 | FY 2009-10 | FY 2010-11 | FY 2011-12 | FY 2012-13 | FY 2013-14 | FY 2014-15 | FY 2015-16 | FY 2016-17 | FY 2017-18 | FY 2018-19 | FY 2019-20 | FY 2020-21 | FY 2021-22 | FY 2022-23 | FY 2023-24 | FY 2024-25 | FY 2025-26
WPI Series (Base : 1993-94) | 127.2 | 132.8 | 140.7 | 145.3 | 155.7 | 161.3 | 166.8 | 175.9 | 187.3 | 195.6 | 206.2 | 215.7 | 233.9 | 242.9
WPI Series (Base : 2004-05) | [9 empty] | 104.47 | 111.35 | 116.63 | 126.02 | 130.81 | 143.32 | 156.13 | 167.62 | 177.64 | 181.19 | 176.67 | 183.2
WPI Series (Base : 2011-12) | [16 empty] | 106.9 | 112.5 | 113.9 | 109.7 | 111.6 | 114.9 | 119.8 | 121.8 | 123.4 | 139.41 | 152.525 | 151.417 | 154.8583
Particulars | Linking Factor
For conversion of indices from the base 2004-05 series to the earlier base 1993-94. | 1.873
For conversion of indices from the base 2011-12 series to the earlier base 2004-05. | 1.561 | [13 empty] | 2.9238
WPI Series converted to base 2011-12 | 43.5057 | 45.4211 | 48.1231 | 49.6964 | 53.2535 | 55.1688 | 57.05 | 60.1624 | 64.0615 | 66.925 | 71.3325 | 74.7149 | 80.7303 | 83.7988 | 91.8129 | 100.0192 | 106.9 | 112.5 | 113.9 | 109.7 | 111.6 | 114.9 | 119.8 | 121.8 | 123.4 | 139.41 | 152.525 | 151.417 | 154.8583 | 154.8
Rate of change of WPI YoY |  | 4.403% | 5.949% | 3.269% | 7.158% | 3.597% | 3.41% | 5.456% | 6.481% | 4.47% | 6.586% | 4.742% | 8.051% | 3.801% | 9.563% | 8.938% | 6.879% | 5.239% | 1.244% | -3.687% | 1.732% | 2.957% | 4.265% | 1.669% | 1.314% | 12.97% | 9.408% | -0.7264% | 2.273% | -0.03767%
CPI DATA
CPI Series
Financial Year | Apr | May | Jun | Jul | Aug | Sep | Oct | Nov | Dec | Jan | Feb | Mar | Average
FY 1996-97 | 324 | 328 | 333 | 339 | 343 | 344 | 346 | 349 | 350 | 350 | 350 | 351 | 342.25 | Base 1982=100
FY 1997-98 | 354 | 352 | 355 | 358 | 359 | 361 | 365 | 366 | 372 | 384 | 382 | 380 | 365.6667 | Base 1982=100
FY 1998-99 | 383 | 389 | 399 | 411 | 413 | 420 | 433 | 438 | 429 | 420 | 415 | 414 | 413.6667 | Base 1982=100
FY 1999-00 | 415 | 419 | 420 | 424 | 426 | 429 | 437 | 438 | 431 | 431 | 430 | 434 | 427.8333 | Base 1982=100
FY 2000-01 | 438 | 440 | 442 | 445 | 443 | 444 | 449 | 450 | 446 | 445 | 443 | 445 | 444.1667 | Base 1982=100
FY 2001-02 | 448 | 451 | 457 | 463 | 466 | 465 | 468 | 472 | 469 | 467 | 466 | 468 | 463.3333 | Base 1982=100
FY 2002-03 | 469 | 472 | 476 | 481 | 484 | 485 | 487 | 489 | 484 | 483 | 484 | 487 | 481.75 | Base 1982=100
FY 2003-04 | 493 | 494 | 497 | 501 | 499 | 499 | 503 | 504 | 502 | 504 | 504 | 504 | 500.3333 | Base 1982=100
FY 2004-05 | 504 | 508 | 512 | 517 | 522 | 523 | 526 | 525 | 521 | 526 | 525 | 525 | 519.5 | Base 1982=100
FY 2005-06 | 529 | 527 | 529 | 538 | 540 | 542 | 548 | 553 | 550 | 119 | 119 | 119 | 434.4167 | Base 2001=100
FY 2006-07 | 120 | 121 | 123 | 124 | 124 | 125 | 127 | 127 | 127 | 127 | 128 | 127 | 125 | Base 2001=100
FY 2007-08 | 128 | 129 | 130 | 132 | 133 | 133 | 134 | 134 | 134 | 134 | 134 | 137 | 132.6667 | Base 2001=100
FY 2008-09 | 138 | 139 | 140 | 143 | 145 | 146 | 148 | 148 | 147 | 148 | 148 | 148 | 144.8333 | Base 2001=100
FY 2009-10 | 150 | 151 | 153 | 160 | 162 | 163 | 165 | 168 | 169 | 172 | 170 | 170 | 162.75 | Base 2001=100
FY 2010-11 | 170 | 172 | 174 | 178 | 178 | 179 | 181 | 182 | 185 | 188 | 185 | 185 | 179.75 | Base 2001=100
FY 2011-12 | 186 | 187 | 189 | 193 | 194 | 197 | 198 | 199 | 197 | 198 | 199 | 201 | 194.8333 | Base 2001=100
FY 2012-13 | 205 | 206 | 208 | 212 | 214 | 215 | 217 | 218 | 219 | 221 | 223 | 224 | 215.1667 | Base 2001=100
FY 2013-14 | 226 | 228 | 231 | 235 | 237 | 238 | 241 | 243 | 239 | 237 | 238 | 239 | 236 | Base 2001=100
FY 2014-15 | 242 | 244 | 246 | 252 | 253 | 253 | 253 | 253 | 253 | 254 | 253 | 254 | 250.8333 | Base 2001=100
FY 2015-16 | 256 | 258 | 261 | 263 | 264 | 266 | 269 | 270 | 269 | 269 | 267 | 268 | 265 | Base 2001=100
FY 2016-17 | 271 | 275 | 277 | 280 | 278 | 277 | 278 | 277 | 275 | 274 | 274 | 275 | 275.9167 | Base 2001=100
FY 2017-18 | 277 | 278 | 280 | 285 | 285 | 285 | 287 | 288 | 286 | 288 | 287 | 287 | 284.4167 | Base 2001=100
FY 2018-19 | 288 | 289 | 291 | 301 | 301 | 301 | 302 | 302 | 301 | 307 | 307 | 309 | 299.9167 | Base 2001=100
FY 2019-20 | 312 | 314 | 316 | 319 | 320 | 322 | 325 | 328 | 330 | 330 | 328 | 326 | 322.5 | Base 2001=100
FY 2020-21 | 329 | 330 | 332 | 336 | 338 | 118.1 | 119.5 | 119.9 | 118.8 | 118.2 | 119 | 119.6 | 208.175 | Base 2001=100 | from Sept 2020 Base 2016 = 100
FY 2021-22 | 120.1 | 120.6 | 121.7 | 122.8 | 123 | 123.3 | 124.9 | 125.7 | 125.4 | 125.1 | 125 | 126 | 123.6333 | Base 2016=100
FY 2022-23 | 127.7 | 129 | 129.2 | 129.9 | 130.2 | 131.3 | 132.5 | 132.5 | 132.3 | 132.8 | 132.7 | 133.3 | 131.1167 | Base 2016=100
FY 2023-24 | 134.2 | 134.7 | 136.4 | 139.7 | 139.2 | 137.5 | 138.4 | 139.1 | 138.8 | 138.9 | 139.2 | 138.9 | 137.9167 | Base 2016=101
CPI Series converted to Base 2001=100
for 2016 = 100
Linking Factor for conversion to Base 2001=100 | Apr: 4.63; May: 2.88
Financial Year | Apr | May | Jun | Jul | Aug | Sep | Oct | Nov | Dec | Jan | Feb | Mar | Average
FY 1996-97 | 69.9784 | 70.8423 | 71.9222 | 73.2181 | 74.0821 | 74.2981 | 74.73 | 75.378 | 75.594 | 75.594 | 75.594 | 75.8099 | 73.9201
FY 1997-98 | 76.4579 | 76.0259 | 76.6739 | 77.3218 | 77.5378 | 77.9698 | 78.8337 | 79.0497 | 80.3456 | 82.9374 | 82.5054 | 82.0734 | 78.9777
FY 1998-99 | 82.7214 | 84.0173 | 86.1771 | 88.7689 | 89.2009 | 90.7127 | 93.5205 | 94.6004 | 92.6566 | 90.7127 | 89.6328 | 89.4168 | 89.3449
FY 1999-00 | 89.6328 | 90.4968 | 90.7127 | 91.5767 | 92.0086 | 92.6566 | 94.3844 | 94.6004 | 93.0886 | 93.0886 | 92.8726 | 93.7365 | 92.4046
FY 2000-01 | 94.6004 | 95.0324 | 95.4644 | 96.1123 | 95.6803 | 95.8963 | 96.9762 | 97.1922 | 96.3283 | 96.1123 | 95.6803 | 96.1123 | 95.9323
FY 2001-02 | 96.7603 | 97.4082 | 98.7041 | 100 | 100.6479 | 100.432 | 101.0799 | 101.9438 | 101.2959 | 100.8639 | 100.6479 | 101.0799 | 100.072
FY 2002-03 | 101.2959 | 101.9438 | 102.8078 | 103.8877 | 104.5356 | 104.7516 | 105.1836 | 105.6156 | 104.5356 | 104.3197 | 104.5356 | 105.1836 | 104.0497
FY 2003-04 | 106.4795 | 106.6955 | 107.3434 | 108.2073 | 107.7754 | 107.7754 | 108.6393 | 108.8553 | 108.4233 | 108.8553 | 108.8553 | 108.8553 | 108.0634
FY 2004-05 | 108.8553 | 109.7192 | 110.5832 | 111.6631 | 112.743 | 112.959 | 113.6069 | 113.3909 | 112.527 | 113.6069 | 113.3909 | 113.3909 | 112.203
FY 2005-06 | 114.2549 | 113.8229 | 114.2549 | 116.1987 | 116.6307 | 117.0626 | 118.3585 | 119.4384 | 118.7905 | 119 | 119 | 119 | 117.151
FY 2006-07 | 120 | 121 | 123 | 124 | 124 | 125 | 127 | 127 | 127 | 127 | 128 | 127 | 125
FY 2007-08 | 128 | 129 | 130 | 132 | 133 | 133 | 134 | 134 | 134 | 134 | 134 | 137 | 132.6667
FY 2008-09 | 138 | 139 | 140 | 143 | 145 | 146 | 148 | 148 | 147 | 148 | 148 | 148 | 144.8333
FY 2009-10 | 150 | 151 | 153 | 160 | 162 | 163 | 165 | 168 | 169 | 172 | 170 | 170 | 162.75
FY 2010-11 | 170 | 172 | 174 | 178 | 178 | 179 | 181 | 182 | 185 | 188 | 185 | 185 | 179.75
FY 2011-12 | 186 | 187 | 189 | 193 | 194 | 197 | 198 | 199 | 197 | 198 | 199 | 201 | 194.8333
FY 2012-13 | 205 | 206 | 208 | 212 | 214 | 215 | 217 | 218 | 219 | 221 | 223 | 224 | 215.1667
FY 2013-14 | 226 | 228 | 231 | 235 | 237 | 238 | 241 | 243 | 239 | 237 | 238 | 239 | 236
FY 2014-15 | 242 | 244 | 246 | 252 | 253 | 253 | 253 | 253 | 253 | 254 | 253 | 254 | 250.8333
FY 2015-16 | 256 | 258 | 261 | 263 | 264 | 266 | 269 | 270 | 269 | 269 | 267 | 268 | 265
FY 2016-17 | 271 | 275 | 277 | 280 | 278 | 277 | 278 | 277 | 275 | 274 | 274 | 275 | 275.9167
FY 2017-18 | 277 | 278 | 280 | 285 | 285 | 285 | 287 | 288 | 286 | 288 | 287 | 287 | 284.4167
FY 2018-19 | 288 | 289 | 291 | 301 | 301 | 301 | 302 | 302 | 301 | 307 | 307 | 309 | 299.9167
FY 2019-20 | 312 | 314 | 316 | 319 | 320 | 322 | 325 | 328 | 330 | 330 | 328 | 326 | 322.5
FY 2020-21 | 329 | 330 | 332 | 336 | 338 | 340.128 | 344.16 | 345.312 | 342.144 | 340.416 | 342.72 | 344.448 | 338.694
FY 2021-22 | 345.888 | 347.328 | 350.496 | 353.664 | 354.24 | 355.104 | 359.712 | 362.016 | 361.152 | 360.288 | 360 | 362.88 | 356.064
FY 2022-23 | 367.776 | 371.52 | 372.096 | 374.112 | 374.976 | 378.144 | 381.6 | 381.6 | 381.024 | 382.464 | 382.176 | 383.904 | 377.616
FY 2023-24 | 386.496 | 387.936 | 392.832 | 402.336 | 400.896 | 396 | 398.592 | 400.608 | 399.744 | 400.032 | 400.896 | 400.032 | 397.2
FY 2024-25 | 401.472 | 402.912 | 407.232 | 410.976 | 410.688 | 412.704 | 416.16 | 416.16 | 413.856 | 412.416 | 411.264 | 411.84 | 410.64
FY 2025-26 | 413.28 | 414.72 | 417.6 | 421.92 | 423.648 | 424.224 | 424.224 | 424.224 | 424.224 | 424.224 | 424.224 | 424.224 | 421.728
Rate of Change of CPI
Financial Year | FY 1996-97 | FY 1997-98 | FY 1998-99 | FY 1999-00 | FY 2000-01 | FY 2001-02 | FY 2002-03 | FY 2003-04 | FY 2004-05 | FY 2005-06 | FY 2006-07 | FY 2007-08 | FY 2008-09 | FY 2009-10 | FY 2010-11 | FY 2011-12 | FY 2012-13 | FY 2013-14 | FY 2014-15 | FY 2015-16 | FY 2016-17 | FY 2017-18 | FY 2018-19 | FY 2019-20 | FY 2020-21 | FY 2021-22 | FY 2022-23 | FY 2023-24 | FY 2024-25 | FY 2025-26
CPI Series converted to Base 2001=100 | 73.9201 | 78.9777 | 89.3449 | 92.4046 | 95.9323 | 100.072 | 104.0497 | 108.0634 | 112.203 | 117.151 | 125 | 132.6667 | 144.8333 | 162.75 | 179.75 | 194.8333 | 215.1667 | 236 | 250.8333 | 265 | 275.9167 | 284.4167 | 299.9167 | 322.5 | 338.694 | 356.064 | 377.616 | 397.2 | 410.64 | 421.728
Rate of Change of CPI YoY |  | 6.842% | 13.13% | 3.425% | 3.818% | 4.315% | 3.975% | 3.857% | 3.831% | 4.41% | 6.7% | 6.133% | 9.171% | 12.37% | 10.45% | 8.391% | 10.44% | 9.682% | 6.285% | 5.648% | 4.119% | 3.081% | 5.45% | 7.53% | 5.021% | 5.129% | 6.053% | 5.186% | 3.384% | 2.7%
[16 empty] | 100 | 110.4363 | 121.1292 | 128.7425 | 136.0137 | 141.6168 | 145.9795 | 153.935 | 165.5261 | 173.8378 | 182.7531 | 193.8149 | 203.8666 | 210.7648 | 216.4558
base year 2011-12

## Inflation data
Inflation Indices
Month | Wholesale Price Index | [14 empty] | Consumer Price Index
| 2011-12 | 2012-13 | 2013-14 | 2014-15 | 2015-16 | 2016-17 | 2017-18 | 2018-19 | 2019-20 | FY 2020-21 | FY 2021-22 | FY 2022-23 | FY 2023-24 | FY 2024-25 | FY 2025-26 | 2010-11 | 2011-12 | 2012-13 | 2013-14 | 2014-15 | 2015-16 | 2016-17 | 2017-18 | 2018-19 | 2019-20 | FY 2020-21 | FY 2021-22 | FY 2022-23 | FY 2023-24 | FY 2024-25 | FY 2025-26
April | 100 | 104.7 | 108.6 | 114.1 | 110.2 | 109 | 113.2 | 117.3 | 121.1 | 119.2 | 132 | 152.3 | 151.1 | 152.9 | 154.2 | 170 | 186 | 205 | 226 | 242 | 256 | 271 | 277 | 288 | 312 | 329 | 345.888 | 367.776 | 386.496 | 401.472 | 413.28
May | 100 | 105.3 | 108.6 | 114.8 | 111.4 | 110.4 | 112.9 | 118.3 | 121.6 | 117.5 | 132.9 | 155 | 149.4 | 153.5 | 153.7 | 172 | 187 | 206 | 228 | 244 | 258 | 275 | 278 | 289 | 314 | 330 | 347.328 | 371.52 | 387.936 | 402.912 | 414.72
June | 100 | 105.3 | 110.1 | 115.2 | 111.8 | 111.7 | 112.7 | 119.1 | 121.5 | 119.3 | 133.7 | 155.4 | 148.9 | 154 | 153.7 | 174 | 189 | 208 | 231 | 246 | 261 | 277 | 280 | 291 | 316 | 332 | 350.496 | 372.096 | 392.832 | 407.232 | 417.6
July | 100 | 106.2 | 111.2 | 116.7 | 111.1 | 111.8 | 113.9 | 119.9 | 121.3 | 121 | 135 | 154 | 152.1 | 155.3 | 154.4 | 178 | 193 | 212 | 235 | 252 | 263 | 280 | 285 | 301 | 319 | 336 | 353.664 | 374.112 | 402.336 | 410.976 | 421.92
August | 100 | 106.9 | 112.9 | 117.2 | 110 | 111.2 | 114.8 | 120.1 | 121.5 | 122 | 136.2 | 153.2 | 152.5 | 154.4 | 155.2 | 178 | 194 | 214 | 237 | 253 | 264 | 278 | 285 | 301 | 320 | 338 | 354.24 | 374.976 | 400.896 | 410.688 | 423.648
September | 100 | 107.6 | 114.3 | 116.4 | 109.9 | 111.4 | 114.9 | 120.9 | 121.3 | 122.9 | 137.4 | 151.9 | 151.8 | 154.7 | 154.9 | 179 | 197 | 215 | 238 | 253 | 266 | 277 | 285 | 301 | 322 | 340.128 | 355.104 | 378.144 | 396 | 412.704 | 424.224 | WPI | Source:https://eaindustry.nic.in/
October | 100 | 107.4 | 114.6 | 115.6 | 110.1 | 111.5 | 115.6 | 122 | 122 | 123.6 | 140.7 | 152.9 | 152.5 | 156.7 | 154.8 | 181 | 198 | 217 | 241 | 253 | 269 | 278 | 287 | 302 | 325 | 344.16 | 359.712 | 381.6 | 398.592 | 416.16 | 424.224 | CPI | Source:labourbureau.nic.in&eaindustry.nic.in
November | 100 | 107.3 | 114.3 | 114.1 | 109.9 | 111.9 | 116.4 | 121.6 | 122.3 | 125.1 | 143.7 | 152.5 | 153.1 | 156.4 | 154.8 | 182 | 199 | 218 | 243 | 253 | 270 | 277 | 288 | 302 | 328 | 345.312 | 362.016 | 381.6 | 400.608 | 416.16 | 424.224
December | 100 | 107.1 | 113.4 | 112.1 | 109.4 | 111.7 | 115.7 | 119.7 | 123 | 125.4 | 143.3 | 150.5 | 151.8 | 155.7 | 154.8 | 185 | 197 | 219 | 239 | 253 | 269 | 275 | 286 | 301 | 330 | 342.144 | 361.152 | 381.024 | 399.744 | 413.856 | 424.224 | Conversion Factor of 2001 to 2016 |  | 2.88
January | 100 | 108 | 113.6 | 110.8 | 108 | 112.6 | 116 | 119.2 | 123.4 | 126.5 | 143.8 | 150.7 | 151.2 | 155 | 154.8 | 188 | 198 | 221 | 237 | 254 | 269 | 274 | 288 | 307 | 330 | 340.416 | 360.288 | 382.464 | 400.032 | 412.416 | 424.224
February | 100 | 108.4 | 113.6 | 109.6 | 107.1 | 113 | 116.1 | 119.5 | 122.2 | 128.1 | 145.3 | 150.9 | 151.2 | 154.9 | 154.8 | 185 | 199 | 223 | 238 | 253 | 267 | 274 | 287 | 307 | 328 | 342.72 | 360 | 382.176 | 400.896 | 411.264 | 424.224
March | 100 | 108.6 | 114.3 | 109.9 | 107.7 | 113.2 | 116.3 | 119.9 | 120.4 | 129.9 | 148.9 | 151 | 151.4 | 154.8 | 154.8 | 185 | 201 | 224 | 239 | 254 | 268 | 275 | 287 | 309 | 326 | 344.448 | 362.88 | 383.904 | 400.032 | 411.84 | 424.224
| 100 | 106.9 | 112.4583 | 113.875 | 109.7167 | 111.6167 | 114.875 | 119.7917 | 121.8 | 123.375 | 139.4083 | 152.525 | 151.4167 | 154.8583 | 154.575 | 179.75 | 194.8333 | 215.1667 | 236 | 250.8333 | 265 | 275.9167 | 284.4167 | 299.9167 | 322.5 | 338.694 | 356.064 | 377.616 | 397.2 | 410.64 | 421.728
Calculation of Inflation |  | 6.9% | 5.2% | 1.26% | -3.652% | 1.732% | 2.919% | 4.28% | 1.677% | 1.293% | 13% | 9.409% | -0.7267% | 2.273% | -0.183% |  | 8.391% | 10.44% | 9.682% | 6.285% | 5.648% | 4.119% | 3.081% | 5.45% | 7.53% | 5.021% | 5.129% | 6.053% | 5.186% | 3.384% | 2.7%
Source:
http://labourbureau.gov.in/LBO_indexes.htm
https://eaindustry.nic.in/display_data_201112.asp